## Cover
GREET-GEO WASTE-HEAT UTILISATION MODEL
| Version: | Draft 1 | Date: | 2026-09-21

## Disclaimer
DISCLAIMER
This model is provided for information and educational purposes only. It is a screening tool intended to help stakeholders explore the potential financial characteristics of waste-heat utilisation investments at an early, indicative stage. It does not constitute an offer, an invitation, or a recommendation by or on behalf of BwB, GreetGEO to make, or refrain from making, any investment. The outputs of this model are indicative only and depend entirely on the assumptions and input values entered by the user. Results will only be as reliable as the data provided, and default or placeholder values should be replaced with project-specific figures before any conclusions are drawn. This model has been prepared without regard to the needs of any one particular user, project, or investor. Nothing in it constitutes investment, legal, accounting, tax, engineering, or regulatory advice, or a representation that any project or strategy is suitable or appropriate in any particular circumstances. Before relying on any output for a decision, users should independently assess the specific technical, financial, legal, regulatory, tax, and accounting aspects of their project/City with appropriately qualified professional advisers. Modelled returns and cost estimates are not a reliable indicator of actual outcomes, and actual costs, revenues, and savings may differ materially from those shown. Affiliated entities accept no liability for any loss or decision arising from the use of this model. This model is released as a free, open-source tool with no copyright restrictions on its use. It may be distributed and adapted freely, provided it is used in a manner consistent with its intended purpose as a screening aid.

## README
README : HOW TO USE THIS MODEL
Purpose
This is an interactive screening tool for evaluating waste-heat utilisation investments. By entering project-specific values, you can generate an indicative financial plan, income statement, balance sheet, and cash flow, together with headline returns (NPV, IRR, LCOH, WACC) and a sensitivity analysis (yet to be included). It is designed for non-expert stakeholders and requires no technical energy calculations: you provide total volumes, capacities, unit costs, and lump sums, and the model does the rest.
A note on Hidden Sheets
To protect the integrity of the model, its calculation sheets have been hidden so that they cannot be altered, leaving visible only the sheets you need to use: Cover, Disclaimer, README, Control Panel, Inputs, FS and Dashboard. The hidden sheets are Inputs_Dynamic, which holds the monthly seasonal profiles and intermediate heat-balance workings, Dates, which sets the period grid and phase flags, Timing, which builds the escalation indices, and the five engine sheets that do the underlying calculations: Construction (the CAPEX build-up), Operations (the energy, revenue and OPEX), Financing (the debt and DSCR), Depreciation (the book and tax depreciation) and Tax (the tax charge). These sheets carry out the model's background calculations and are hidden to prevent accidental changes that would compromise the results. You enter and adjust all assumptions through the Control Panel, and the results are presented on the Financial Statements and Dashboard sheets.
How the model is organised
Work through the sheets left to right. The Control Panel is where you drive the model, select your scenario, use case, currency, and which technology modules are active, and enter your assumptions. The Inputs and Inputs Dynamic sheets hold the detailed static and time-varying assumptions. The engine sheets (Construction, Operations, Financing, Depreciation, Tax) perform the calculations. The FS sheet presents the integrated financial statements. The Dashboard shows results graphically, and the Sensitivities sheet (yet to be added) shows how the returns respond to changes in the key drivers.
Getting started: five steps
1. On the Control Panel, choose your use case from the three options: cascade geothermal, geothermal-power by-product, or communal wastewater.
2. Choose the scenario (Base, Downside, or Upside) and the reporting currency.
3. Switch the optional technology modules on or off (heat storage, solar PV, building-side heat exchanger) to match your project.
4. Enter your project’s values in the control panel. Replace the default placeholder values with your own figures.
Built-in checks
The model runs automatic integrity checks. On the Control Panel, the Model Integrity block confirms whether the balance sheet balances and whether all sheet-level checks pass. If any check flags an issue, review your inputs before relying on the results.
Contact
Incase of any comments or questions on this model, feel free to reach out to shedrack.mwiine@bwb.earth.

## Control Panel
TOGGLES | [5 empty] | MODEL OUPUTS
Scenario and Case Selection | [5 empty] | Head line Returns
[7 empty] | Unit | Value
Control | Unit | Setting | idx |  |  | NPV (post-grant, at WACC) | HUF | 314796.076
Scenario (Current Case) | menu | Base | 1 |  |  | IRR (post-grant) |  | 13.22%
Use case | menu | Cascade geothermal |  |  |  | IRR (pre-grant) |  | 8.603%
Use case number | 1–3 | 1 |  |  |  | WACC (discount rate) |  | 6.938%
Reporting currency | menu | HUF |  |  |  | Payback period | Years | 9
Country | menu | Hungary |  |  |  | LCOH (levelised cost of heat) | HUF | 87.9478
Module Switches | [5 empty] | Financing & Coverage
[7 empty] | Unit | Value
Module | Unit | On / Off |  |  |  | Total CAPEX (nominal) | HUF | 715407.0375
Heat storage module | Y/N | No |  |  |  | Grant funding | HUF | 214622.1113
Solar PV module | Y/N | Yes |  |  |  | Senior debt | HUF | 357703.5188
Building-side heat exchanger | Y/N | No |  |  |  | Equity | HUF | 157283.2997
[6 empty] | Minimum DSCR |  | 1.8625
[6 empty] | Average DSCR |  | 2.223
Model Status
Energy & Operations (Year 1 Operating)
Check | Unit | Status |  |  |  |  | Unit | Value
Dates sheet check | flag | OK |  |  |  | Heat delivered by system | MWh/yr | 1643.2979
Timing sheet check | flag | OK |  |  |  | Backup boiler heat | MWh/yr | 256.7021
Monthly profiles | flag | OK |  |  |  | Heat pump electricity | MWh/yr | 200.3106
Currency risk | flag | MISMATCH - FX risk |  |  |  | Avoided fuel cost | HUF | 65841.4512
[6 empty] | Net operating benefit (yr1) | HUF | 68596.9417
Model Integrity
Financial Summary (Year 1 operating)
Balance sheet balances? |  | Balanced |  |  |  |  | Unit | Value
All sheet checks pass? |  | PASS |  |  |  | EBITDA | HUF | 68596.9417
Energy Intensity Sanity Check | kWh/m²/yr | 200 |  |  |  | Depreciation | HUF | -34307.0712
[6 empty] | Net income | HUF | 13074.4564
[6 empty] | Operating cash flow | HUF | 46908.2519
MAIN INPUTS
Edit values here (Base / Downside / Upside)
General Assumptions
Input | Unit | Base | Downside | Upside | Active
Gross floor area supplied | m² | 10000 | 10000 | 10000 | 10000 | The floor area served by the heating system. This supports a sanity check on energy intensity, expressed as kilowatt hours per square metre per year, which reveals whether the stated heat demand is plausible for a building of that size
Timeline
Input | Unit | Base | Downside | Upside | Active
Model start year | Year | 2027 | 2027 | 2027 | 2027 | Illustrative placeholder. The model runs on annual periods. Year zero is the investment year, when capital is spent and funding is drawn. Construction years follow, and operations begin after that.
Construction duration | Years | 2 | 2 | 2 | 2 | Illustrative placeholder. The number of years between the investment and the start of operations. It delays the point at which savings begin, which matters because a benefit received later is worth less in present value terms.
Operating horizon | Years | 20 | 20 | 20 | 20 | Standard assumption for heat pump and heat exchanger systems. Individual components (compressors, pumps) will need replacement provisions within this, see Opex.
Waste Heat Source
Input | Unit | Base | Downside | Upside | Active
Required supply temperature | °C | 55 | 60 | 50 | 55 | The temperature the buildings need. With the source temperature it fixes the lift, and it is the single most powerful lever in the model, because a lower supply temperature raises the coefficient of performance and cuts the electricity bill materially.
Peak heating demand | kW | 800 | 800 | 800 | 800 | The maximum rate of heat the site needs on the coldest design day. This sizes the heat pump, since the equipment must be large enough to meet the share of peak demand it is expected to cover.
Share of demand served | % | 90% | 85% | 95% | 90% | The proportion of heat demand the new system is designed to meet. It is rarely economic to size for the full peak, so an existing boiler is usually retained to cover the coldest hours, and this figure sets that split
Heat Pump
Input | Unit | Base | Downside | Upside | Active
Carnot efficiency factor | % | 50% | 45% | 55% | 50% | Real COP = factor × Carnot COP (The share of the theoretical maximum efficiency that a real heat pump achieves. Physics sets a ceiling on how efficiently heat may be moved across a temperature gap, and real machines reach only a fraction of it. This factor converts the theoretical ceiling into a realistic coefficient of performance, and it is the most important technical figure still to be confirmed)
Number of heat pump units | No | 1 | 1 | 1 | 1 | How many heat pump units the scheme uses. Several smaller machines may be preferred to one large one for reasons of redundancy or part load efficiency
Heat pump specific cost | HUF/kW_th | 350 | 400 | 300 | 350 | The installed capital cost for each kilowatt of heat pump capacity, excluding earthworks and site infrastructure which are captured separately under balance of plant. Unit costs generally fall as machine size rises
Heat Exchangers
Input | Unit | Base | Downside | Upside | Active
Number of exchanger units | No | 1 | 1 | 1 | 1 | How many heat exchangers the scheme uses, which together with the specific cost gives the capital cost of this element.
Building-side HX specific cost | HUF/kW_th | 80 | 90 | 70 | 80 | Set on the Control Panel only then does the cost line apply (Whether a second exchanger is required to separate the plant loop hydraulically from the building circuit. The associated cost applies only where this is switched on.)
Heat Storage
Input | Unit | Base | Downside | Upside | Active
Storage specific cost | HUF/kWh_th | 50 | 50 | 50 | 50 | The capital cost for each kilowatt hour of storage capacity
Round-trip efficiency | % | 90% | 85% | 92% | 90% | The share of the heat put into the store that is recovered when it is drawn out again. Some heat escapes through the insulation while it waits and some is lost in charging and discharging, so the recovered quantity is always less than the quantity deposited. This figure scales the entire benefit of storage.
Standing loss | %/day | 1.5% | 1.5% | 1.5% | 1.5% | The rate at which stored heat leaks away each day while it sits in the store. It matters most where heat is held for long periods, such as bridging summer surplus into winter
Cycles per year | No | 300 | 300 | 300 | 300 | How many times the store is charged and discharged in a year. More frequent cycling means the same physical asset delivers more benefit.
Solar Photovoltaics
Input | Unit | Base | Downside | Upside | Active
PV peak capacity | kWe | 100 | 0 | 0 | 100 | placeholder. The nameplate size of the solar array. Together with the yield it determines how much electricity is generated on site to offset the heat pump consumption
PV specific cost | HUF/kWp | 800 | 800 | 800 | 800 | The installed capital cost for each kilowatt of array capacity.
PV specific yield | kWh/kWp/yr | 1150 | 1150 | 1150 | 1150 | How much electricity each kilowatt of array produces annually at this location. It depends on latitude, orientation and shading. Solar output peaks in summer while heat pump demand peaks in winter, so the offset should not be overstated.
Balance of Plant
Input | Unit | Base | Downside | Upside | Active
Distance source to point of use | m | 500 | 500 | 500 | 500 | How far the waste heat must travel from where it is available to where it is needed. This drives the pipework and civil works cost, and beyond a certain distance a scheme ceases to be economic regardless of how good the heat source is.
Cost of source water / access fee | HUF/yr | 0 | 0 | 0 | 0 | Any charge levied by the owner of the waste stream. This is often zero, but not always, since an operator may seek payment once a stream that was formerly a liability acquires value.
Insulated pipe pair cost | HUF/m | 175 | 175 | 175 | 175 | The cost of the flow and return pipework for each metre of distance, including insulation to limit heat loss in transit.
Trenching and reinstatement | HUF/m | 50 | 50 | 50 | 50 | The cost of excavating for the pipework and making good the surface afterwards. In built up areas this can exceed the cost of the pipe itself
Effluent / reinjection / descaling | HUF | 40000 | 50000 | 30000 | 40000 | Works specific to handling the cooled water after heat has been taken from it. This may include discharge structures, a reinjection well where the water must be returned underground, and equipment to manage the scaling that occurs as water cools. These requirements vary greatly between the three use cases.
Electrical connection and controls | HUF | 60000 | 60000 | 60000 | 60000 | The cost of connecting the plant electrically and of the control system that coordinates the source, the heat pump, any storage and the backup boiler.
Efficiency-gain CAPEX | HUF | 20000 | 20000 | 20000 | 20000 | The cost of the energy efficiency measures assumed to reduce demand before the system is sized. Reducing demand first allows smaller and cheaper plant, but the measures themselves cost money and that cost belongs in the appraisal.
Development cost | % CAPEX | 8% | 8% | 8% | 8% | An allowance for permitting, design, engineering and project management, expressed as a proportion of the capital cost
Contingency | % CAPEX | 10% | 12% | 8% | 10% | An allowance for the risk that costs exceed estimate. At an early stage of design a meaningful contingency is prudent, and omitting it flatters the appraisal.
Avoided Cost and Revenue Streams
Input | Unit | Base | Downside | Upside | Active
Current heating equipment | text | Gas boiler | Gas boiler | Gas boiler | Gas boiler | What currently produces heat at the site, such as a gas boiler. This records what the scheme displaces and gives context for the baseline figures below.
Annual useful heat demand | MWh/yr | 2000 | 2000 | 2000 | 2000 | The heat the buildings actually use in a year, measured as delivered heat rather than fuel purchased. This is the quantity the new system must meet and the foundation of the whole appraisal.
Current boiler efficiency | % | 90% | 90% | 90% | 90% | The proportion of fuel energy the existing boiler turns into useful heat. It converts the heat demand into the quantity of fuel actually bought, since a boiler at ninety per cent efficiency consumes more fuel than the heat it delivers.
Current fuel unit cost | HUF/MWh | 55 | 65 | 48 | 55 | Gas price (the avoided cost: it determines the value of every unit of fuel the scheme avoids buying.)
Planned efficiency gains | % | 5% | 5% | 5% | 5% | Any committed reduction in heat demand from efficiency measures, applied before the system is sized. Sizing plant against a demand that is about to fall would oversize the equipment and waste capital.
Heat sales price | HUF/MWh | 75 | 65 | 85 | 75 | The price at which heat is sold to a third party, where the scheme supplies others rather than only itself. It is zero for a scheme that only serves its own site
Cooling sales price | HUF/MWh | 90 | 75 | 105 | 90 | The price at which cooling is sold, where the scheme provides it. It is zero unless cooling is part of the scheme and is sold
Balancing services revenue | HUF/yr | 8000 | 5000 | 12000 | 8000 | Any payment received for making the flexibility of the storage available to the electricity system. This is an additional value stream where such arrangements exist.
OPEX
Input | Unit | Base | Downside | Upside | Active
Electricity price (heat pump) | HUF/MWh | 120 | 140 | 100 | 120 | The tariff paid for the electricity the heat pump consumes. Since electricity is the largest running cost of the scheme, this price and the coefficient of performance together determine most of the operating expenditure.
Annual pumping electricity | MWh/yr | 50 | 50 | 50 | 50 | Parasitic load (The electricity consumed by the pumps that move water around the system. This produces no heat itself but is required for the scheme to function, and it is a genuine continuous cost that would otherwise be overlooked.)
Pumping electricity price | HUF/MWh | 120 | 140 | 100 | 120 | The tariff paid for pumping electricity, usually the same as that paid by the heat pump.
O&M general | % CAPEX/yr | 2% | 2.5% | 1.5% | 2% | Routine maintenance of the plant, excluding electricity and exchanger cleaning which are captured separately.
Compressor replacement provision | HUF/yr | 8000 | 10000 | 6000 | 8000 | An annual amount set aside toward replacing heat pump compressors, which rarely last the full life of the scheme. Ignoring this would understate the true cost of operating over twenty years.
OPEX real escalation | %/yr | 1% | 1.5% | 0.5% | 1% | The rate at which operating costs rise above general inflation, reflecting the tendency of maintenance and labour costs to outpace the general price level.
Taxation
Input | Unit | Base | Downside | Upside | Active
Corporate income tax rate | % | 9% | 9% | 9% | 9% | The rate at which profits are taxed in the country of the project. Tax reduces the cash the scheme retains and must be reflected if the appraisal is to be realistic
Depreciation rate (straight-line) | % | 5% | 5% | 5% | 5% | The rate at which the capital assets are written down for accounting and tax purposes, on a straight line basis. Depreciation is not a cash cost but it reduces taxable profit and therefore the tax paid
Tax loss carryforward allowed? | Y/N | Yes | Yes | Yes | Yes | Whether losses made in early years may be carried forward to offset tax in later profitable years. Where this is permitted the scheme pays less tax overall, and assuming otherwise would overstate the tax burden
Debt and Financing
Input | Unit | Base | Downside | Upside | Active
Grant share of CAPEX | % | 30% | 20% | 40% | 30% | The proportion of the capital cost met by grant funding, which is never repaid.
Debt share of CAPEX (gearing) | % | 50% | 50% | 50% | 50% | The proportion of the capital cost met by borrowing. Whatever is not met by grant or debt is met by the sponsor from equity
Debt interest rate | % | 6% | 7.5% | 5% | 6% | The annual rate of interest charged on the loan, which determines the cost of servicing the borrowing.
Debt term | Years | 15 | 15 | 15 | 15 | The number of years over which the loan is repaid. A longer term lowers the annual payment but increases the total interest paid
Debt disbursement cost | % debt | 1% | 1% | 1% | 1% | The up front fee charged by the lender when the loan is advanced.
Amortisation type | menu | Equal debt service (annuity) | Equal debt service (annuity) | Equal debt service (annuity) | Equal debt service (annuity) | How the loan is repaid, either by equal repayments of principal or by equal total payments across the term. The choice changes the shape of the annual cash outflow and therefore the cover ratio in the early years.
Minimum DSCR (covenant) | x | 1.3 | 1.3 | 1.3 | 1.3 | The minimum ratio of cash available to debt service that the lender requires. It functions as a pass or fail test on whether the scheme can comfortably meet its obligations, and a ratio below the threshold signals that the borrowing is too large for the cash the scheme generates.
Debt currency | menu | EUR | EUR | EUR | EUR | The currency in which the loan is denominated, which may differ from the currency of the savings the scheme generates
Economic Assumptions
Input | Unit | Base | Downside | Upside | Active
Inflation (general) | % | 2% | 2% | 2% | 2% | The general rate at which prices rise over the life of the model, providing the background against which real escalation rates are expressed.
Fuel price escalation (real) | %/yr | 3% | 4% | 2% | 3% | The rate at which fuel prices are assumed to rise above general inflation. Because the benefit of the scheme is the fuel it avoids buying, a faster rise in fuel prices increases the value of that avoided purchase over time.
Electricity price escalation (real) | %/yr | 2% | 3% | 1.5% | 2% | The rate at which electricity prices are assumed to rise above general inflation. Electricity is the principal running cost, so this works against the scheme in the same way that fuel escalation works in its favour.
Risk-free rate | % | 3% | 3% | 3% | 3% | CAPM base rate
Equity risk premium | % | 5.5% | 5.5% | 5.5% | 5.5% | CAPM
Unlevered (asset) beta | x | 0.55 | 0.55 | 0.55 | 0.55 | Relevered below (A measure of how risky this type of asset is relative to the market as a whole, before any effect of borrowing. It is taken from comparable infrastructure and utility assets)
Credit spread | % | 2% | 2.5% | 1.5% | 2% | Over the risk-free rate (The margin a lender charges above the risk free rate, reflecting the lender's assessment of the risk of the borrower and the project)
Annual COP degradation | %/yr | 0.5% | 0.7% | 0.3% | 0.5% | The annual rate at which the heat pump's efficiency declines as it ages. A small yearly percentage that gradually raises the electricity needed for the same heat output.
Annual output degradation | %/yr | 0.2% | 0.3% | 0.1% | 0.2% | The annual rate at which the solar array's output declines with age. Reduces the electricity generated each year relative to nameplate.
Adsorption Cooling
Input | Unit | Base | Downside | Upside | Active
Cooling module on? | Y/N | No | No | No | No | Whether the adsorption cooling module is active. Set to Yes only if the scheme provides cooling from the waste heat otherwise the cooling lines stay at zero.
Peak cooling demand | kW | 500 | 500 | 500 | 500 | The maximum instantaneous cooling the site needs, in kilowatts. Sets the physical ceiling on how much cooling can be delivered at any moment and sizes the chiller.
Annual cooling demand | MWh/yr | 800 | 800 | 800 | 800 | The total cooling the site uses across a year. The delivered cooling is capped by this, by the chiller capacity, and by the heat available to drive it.
Adsorption chiller COP | x | 0.55 | 0.55 | 0.55 | 0.55 | The efficiency of the adsorption chiller, expressed as cooling out per unit of heat in. A value below one is normal for thermally-driven cooling.
Chiller specific cost | cur/kW | 600 | 600 | 600 | 600 | The installed capital cost for each kilowatt of chiller capacity. Applies only when the cooling module is switched on.
Chiller capacity | kW | 500 | 500 | 500 | 500 | The nameplate size of the adsorption chiller in kilowatts. Together with the operating hours this sets the annual cooling the chiller can physically produce.
Heat Allocation and Input Cost
Input | Unit | Base | Downside | Upside | Active
Cooling allocation (% of source) | % | 0% | 0% | 0% | 0% | The share of the waste-heat source diverted to drive cooling rather than to supply heating. The remainder stays available for heat. Raising this trades heat output for cooling output.
Third-party heat sales share | % | 40% | 30% | 50% | 40% | The share of delivered heat sold to third parties rather than used to displace the site's own fuel. Sold heat earns the heat sales price, self-supplied heat earns the avoided fuel cost instead.
Heat input / feedstock cost | cur/MWh | 0 | 0 | 0 | 0 | The cost of any feedstock or heat input the scheme must buy to run, per unit. Left at zero where the waste heat is genuinely free.
Asset Useful Lives (Depreciation)
Input | Unit | Base | Downside | Upside | Active
Rotating & mechanical life | years | 15 | 15 | 15 | 15 | The years over which rotating and mechanical equipment (heat pumps and chillers) is depreciated. Shorter lives write the cost off faster, raising early-year depreciation and lowering taxable profit.
Thermal & electrical plant life | years | 20 | 20 | 20 | 20 | The years over which thermal and electrical plant (heat exchangers, storage and the electrical connection) is depreciated. This category groups assets that share a similar working life.
Solar PV life | years | 25 | 25 | 25 | 25 | The years over which the solar array is depreciated. Solar equipment is typically written down over a longer horizon than mechanical plant.
Civil works & pipework life | years | 40 | 40 | 40 | 40 | The years over which civil works and pipework are depreciated. Buried and structural assets last longest, so this is the longest life in the model.
Capitalised soft costs life | years | 25 | 25 | 25 | 25 | The years over which capitalised soft costs (development, design and contingency) are depreciated. These follow the assets they helped bring into service.
Heat Storage metrics
Input | Unit | Base | Downside | Upside | Active
Storage: efficiency gain (optimised load profile) | MWh/yr | 14 |  |  | 14 | Load-profile optimisation typically recovers low-single-digit % of throughput
Storage: cost saving from lower-cost energy | EUR/MWh | 15 |  |  | 15 | Central arbitrage differential;
Storage: total fuel savings value (override) | EUR/yr |  |  |  | 0 | Override,only used when a site knows its total directly; leave off so the differential path is what's tested
Storage: duration at peak load | Hours | 4 |  |  | 4
Working Capital & Deferred Tax
Input | Unit | Base | Downside | Upside | Active
Days sales receivable | days | 30 | 30 | 30 | 30 | The average number of days between delivering heat or cooling and collecting payment. Longer terms tie up more cash in receivables, which the working-capital line captures.
Days payable outstanding | days | 30 | 30 | 30 | 30 | The average number of days the scheme takes to pay its own suppliers. Longer terms hold onto cash longer, partly offsetting the receivables above.
Tax depreciation rate (declining balance) | %/yr | 20% | 20% | 20% | 20% | The rate at which assets are written down for tax purposes on a declining-balance basis. Where this differs from the accounting life it creates the deferred-tax timing difference.
Include terminal value? | Y/N | Yes | Yes | Yes | Yes | Whether to credit the residual value of long-life assets still standing at the end of the model horizon. Including it recognises value the assets retain beyond the analysis window.
Storage: duration at peak load | Hours |  |  |  | 4
Chart Data
Source temperature | 38
Required supply temperature | 55
Heat exchanger approach loss | 3
Lift | 20

## Inputs
GREETGEO WASTE-HEAT UTILISATION MODEL
Scenario and Case
Use case | menu | Cascade geothermal
Use case number | 1–3 | 1
Currency | menu | HUF |  |  |  | Current Case | idx
Country | menu | Hungary |  |  | Scenario: | Base | 1
|  |  | base | downside | upside
General Assumptions
| Unit | Sens? | Base | Downside | Upside | Value |  | Notes | Source ID | Provided by
Active use case | text | N/A |  |  |  | Cascade geothermal |  |  |  | Client
Active use case number | 1–3 | N/A |  |  |  | 1 |  |  |  | Derived
Reporting currency | text | N/A |  |  |  | HUF |  |  |  | Client
Country of project | text | N |  |  |  | Hungary |  | Worked example. The tool is multi country by design. Country drives tax, tariffs and any support schemes, so it is a per-project input. | BwB-EST | BwB
Gross floor area supplied | m² | N | 10000 | 10000 | 10000 | 10000 |  | The floor area served by the heating system. This supports a sanity check on energy intensity, expressed as kilowatt hours per square metre per year, which reveals whether the stated heat demand is plausible for a building of that size | Concept: modules | Client
Heat Storage module | Y/N | N | No | No | No | No |  | A switch that turns the heat storage block on or off. Storage is optional, and where it is not part of the scheme its capital and operating costs should not enter the calculation. | Concept: modules | Client
Solar PV module on? | Y/N | N | Yes | Yes | Yes | Yes |  | A switch that turns the solar photovoltaic block on or off. Solar generation is an optional addition that offsets some of the electricity the heat pump consumes | Concept: modules | Client
Timeline
Category | Unit | Sens? | Base | Downside | Upside | Value |  |  | Source ID | Provided by
Model start year | Year | N | 2027 | 2027 | 2027 | 2027 |  | Illustrative placeholder. The model runs on annual periods. Year zero is the investment year, when capital is spent and funding is drawn. Construction years follow, and operations begin after that. | BwB-EST | Client
Construction duration | Years | N | 2 | 2 | 2 | 2 |  | Illustrative placeholder. The number of years between the investment and the start of operations. It delays the point at which savings begin, which matters because a benefit received later is worth less in present value terms. | BwB-EST | Client
Operating horizon | Years | N | 20 | 20 | 20 | 20 |  | Standard assumption for heat pump and heat exchanger systems. Individual components (compressors, pumps) will need replacement provisions within this, see Opex. | BwB-EST | BwB
Waste Heat Source
Category | Unit | Sens? | Base | Downside | Upside | Value |  | Detailed Notes | Source ID | Provided by
Source temperature | °C | N/A |  |  |  | 38 |  | Worked example for spa wastewater. What we need from Pal is the typical temperature range per use case: cascade geothermal, power plant discharge and communal wastewater sit at very different points, and this single number drives everything downstream.How hot the waste water is when it reaches the plant. This is one of the two temperatures that set the lift the heat pump must overcome, and a warmer source means a shorter lift, a better coefficient of performance and a smaller electricity bill. | Parameters | TBC-Pál/Sewergy
Available flow | m³/h | N/A |  |  |  | 43 |  | Worked example. In live use a site measurement or a reading from the operator, per use case Pal can indicate what is typical. Essentially the volume of waste water passing through each hour. Together with the temperature drop, it determines the thermal power available. A larger flow means more heat can be recovered. | Parameters | Client (per project)
Minimum discharge temperature | °C | N/A |  |  |  | 30 |  | Needed per use case, the band shown is a placeholder.Essentially caps the usable temperature drop, ie. the coldest the water may be before it is discharged or returned. This is set by permit conditions, by the risk of scaling, or by the requirements of the receiving system. It caps how far the water may be cooled and therefore how much heat may be taken from it. | Parameters | TBC-Pál/Sewergy
Source availability | % | N/A |  |  |  | 95% |  | The share of the year during which the source actually flows. Few sources run every hour and this fraction converts the instantaneous thermal power into a realistic annual quantity of heat | Parameters | TBC-Pál/sewergy
Exchanger specific cost | HUF/kW_th | N/A |  |  |  | 60 |  | The capital cost of the heat exchanger for each kilowatt of heat it transfers. The figure rises with the dirtiness and corrosiveness of the stream, because fouling resistant designs and corrosion resistant materials cost more. | Parameters | TBC-Pál/sewergy
Heat exchanger approach loss | °C | N/A |  |  |  | 3 |  | The temperature the clean loop falls short of the source water. Heat only crosses the exchanger wall when a temperature difference exists, so the clean side can never quite reach the source temperature. Those lost degrees enlarge the lift the heat pump must overcome and so raise the running cost. | Parameters | TBC-Pál/sewergy
Required supply temperature | °C | Y | 55 | 60 | 50 | 55 |  | The temperature the buildings need. With the source temperature it fixes the lift, and it is the single most powerful lever in the model, because a lower supply temperature raises the coefficient of performance and cuts the electricity bill materially. |  | Client
Peak heating demand | kW | N | 800 | 800 | 800 | 800 |  | The maximum rate of heat the site needs on the coldest design day. This sizes the heat pump, since the equipment must be large enough to meet the share of peak demand it is expected to cover. |  | Client
Share of demand served | % | Y | 90% | 85% | 95% | 90% |  | The proportion of heat demand the new system is designed to meet. It is rarely economic to size for the full peak, so an existing boiler is usually retained to cover the coldest hours, and this figure sets that split |  | BwB
Available thermal power | kW | N/A | 400.072 | 400.072 | 400.072 | 400.072 |  | flow × 1.163 × usable ΔT (Calculated by the model as the flow multiplied by the heat capacity of water and by the usable temperature drop. It expresses how much heat the source can deliver at any moment.) |  | Derived
Annual heat extractable | MWh/yr | N/A | 3329.3992 | 3329.3992 | 3329.3992 | 3329.3992 |  | power × 8,760 × availability ÷ 1,000 (Calculated by the model as the thermal power multiplied by the hours in a year and by the availability fraction. Comparing this against the site demand shows immediately whether the source or the equipment is the limiting constraint) |  | Derived
Heat Pump
Carnot efficiency factor | % | Y | 50% | 45% | 55% | 50% |  | Real COP = factor × Carnot COP (The share of the theoretical maximum efficiency that a real heat pump achieves. Physics sets a ceiling on how efficiently heat may be moved across a temperature gap, and real machines reach only a fraction of it. This factor converts the theoretical ceiling into a realistic coefficient of performance, and it is the most important technical figure still to be confirmed) | Desk research dummy figures. Rationale: Industrial HTHPs achieve 40–60% of Carnot; 0.5 is the standard first-assessment value | Link
Number of heat pump units | No | N | 1 | 1 | 1 | 1 |  | How many heat pump units the scheme uses. Several smaller machines may be preferred to one large one for reasons of redundancy or part load efficiency |  | Client
Heat pump specific cost | HUF/kW_th | Y | 350 | 400 | 300 | 350 |  | The installed capital cost for each kilowatt of heat pump capacity, excluding earthworks and site infrastructure which are captured separately under balance of plant. Unit costs generally fall as machine size rises | Desk research dummy figures. Rationale: Water-to-water HP for moderate lift; bare equipment 100–300 €/kW, uplifted for install (earthworks separate) | Link
Implied heating COP | x | N/A | 8.2037 | 5.9967 | 11.8488 | 8.2037 |  | Calculated by the model from the source and supply temperatures and the Carnot efficiency factor. It expresses how many units of heat the pump delivers for each unit of electricity it consumes, and it drives the largest single operating cost in the model | N/A | Derived
Heat pump thermal capacity | kW | N/A | 720 | 680 | 760 | 720 |  | peak demand × share served (Calculated by the model as the peak demand multiplied by the share of demand served. This is the size of machine the scheme requires, and it drives the heat pump element of capital cost.) | N/A | Derived
Heat Exchangers
Number of exchanger units | No | N | 1 | 1 | 1 | 1 |  | How many heat exchangers the scheme uses, which together with the specific cost gives the capital cost of this element. |  | Client
Building-side heat exchanger needed? | Y/N | N | No | No | No | No |  | Set on the Control Panel only then does the cost line apply (Whether a second exchanger is required to separate the plant loop hydraulically from the building circuit. The associated cost applies only where this is switched on.) |  | Client
Building-side HX specific cost | HUF/kW_th | Y | 80 | 90 | 70 | 80 |  | If hydraulic separation needed (The capital cost per kilowatt of the exchanger between the plant and the building circuit, used only where such separation is required) | Desk research dummy figures. Rationale: Gasketed water-to-water plate HX, industrial | Link
Heat Storage
Storage energy capacity | kWh_th | N | 2880 | 0 | 0 | 2880 |  | How much heat the store can hold. This governs how much surplus may be captured for later use and drives the capital cost of the store. |  | Client
Storage peak capacity | kW | N | 720 | 680 | 760 | 720 |  | The maximum rate at which the store can be charged or discharged. A store may hold a great deal of heat yet still be unable to deliver it quickly enough to cover a sharp peak. |  | Client
Storage specific cost | HUF/kWh_th | Y | 50 | 50 | 50 | 50 |  | The capital cost for each kilowatt hour of storage capacity | Heatventors | BwB
Round-trip efficiency | % | Y | 90% | 85% | 92% | 90% |  | The share of the heat put into the store that is recovered when it is drawn out again. Some heat escapes through the insulation while it waits and some is lost in charging and discharging, so the recovered quantity is always less than the quantity deposited. This figure scales the entire benefit of storage. | Desk Research dummy figures. Rationale: Direct thermal (not power-cycle) storage: 70–100% | Link
Standing loss | %/day | N | 1.5% | 1.5% | 1.5% | 1.5% |  | The rate at which stored heat leaks away each day while it sits in the store. It matters most where heat is held for long periods, such as bridging summer surplus into winter | Heatventors | BwB
Cycles per year | No | N | 300 | 300 | 300 | 300 |  | How many times the store is charged and discharged in a year. More frequent cycling means the same physical asset delivers more benefit. |  | Client
Solar Photovoltaics
PV peak capacity | kWe | N | 100 | 0 | 0 | 100 |  | The nameplate size of the solar array. Together with the yield it determines how much electricity is generated on site to offset the heat pump consumption |  | Client
PV specific cost | HUF/kWp | N | 800 | 800 | 800 | 800 |  | The installed capital cost for each kilowatt of array capacity. |  | BwB
PV specific yield | kWh/kWp/yr | N | 1150 | 1150 | 1150 | 1150 |  | How much electricity each kilowatt of array produces annually at this location. It depends on latitude, orientation and shading. Solar output peaks in summer while heat pump demand peaks in winter, so the offset should not be overstated. |  | BwB
Balance of Plant
Distance source to point of use | m | N | 500 | 500 | 500 | 500 |  | How far the waste heat must travel from where it is available to where it is needed. This drives the pipework and civil works cost, and beyond a certain distance a scheme ceases to be economic regardless of how good the heat source is. |  | Client
Cost of source water / access fee | HUF/yr | N | 0 | 0 | 0 | 0 |  | Any charge levied by the owner of the waste stream. This is often zero, but not always, since an operator may seek payment once a stream that was formerly a liability acquires value. |  | Client
Insulated pipe pair cost | HUF/m | N | 175 | 175 | 175 | 175 |  | The cost of the flow and return pipework for each metre of distance, including insulation to limit heat loss in transit. | Biharkeresztes FS | BwB
Trenching and reinstatement | HUF/m | N | 50 | 50 | 50 | 50 |  | The cost of excavating for the pipework and making good the surface afterwards. In built up areas this can exceed the cost of the pipe itself | Biharkeresztes FS | BwB
Pipework and civils | HUF | N/A | 112500 | 112500 | 112500 | 112500 |  | distance × (pipe + trenching) (Calculated by the model as the distance multiplied by the combined pipe and trenching cost per metre.) |  | Derived
Effluent / reinjection / descaling | HUF | Y | 40000 | 50000 | 30000 | 40000 |  | Works specific to handling the cooled water after heat has been taken from it. This may include discharge structures, a reinjection well where the water must be returned underground, and equipment to manage the scaling that occurs as water cools. These requirements vary greatly between the three use cases. | Desk research dummy data. Rationale: Order-of-magnitude for reinjection/discharge works | TBC
Electrical connection and controls | HUF | N | 60000 | 60000 | 60000 | 60000 |  | The cost of connecting the plant electrically and of the control system that coordinates the source, the heat pump, any storage and the backup boiler. |  | BwB
Efficiency-gain CAPEX | HUF | N | 20000 | 20000 | 20000 | 20000 |  | The cost of the energy efficiency measures assumed to reduce demand before the system is sized. Reducing demand first allows smaller and cheaper plant, but the measures themselves cost money and that cost belongs in the appraisal. |  | Client
Development cost | % CAPEX | N | 8% | 8% | 8% | 8% |  | An allowance for permitting, design, engineering and project management, expressed as a proportion of the capital cost |  | BwB
Contingency | % CAPEX | Y | 10% | 12% | 8% | 10% |  | An allowance for the risk that costs exceed estimate. At an early stage of design a meaningful contingency is prudent, and omitting it flatters the appraisal. |  | BwB
Avoided Cost and Revenue Streams
Category | Unit | Sens? | Base | Downside | Upside | Value |  | Notes | Source ID | Provided by
Current heating equipment | text | N | Gas boiler | Gas boiler | Gas boiler | Gas boiler |  | What currently produces heat at the site, such as a gas boiler. This records what the scheme displaces and gives context for the baseline figures below. |  | Client
Annual useful heat demand | MWh/yr | N | 2000 | 2000 | 2000 | 2000 |  | The heat the buildings actually use in a year, measured as delivered heat rather than fuel purchased. This is the quantity the new system must meet and the foundation of the whole appraisal. |  | Client
Current boiler efficiency | % | N | 90% | 90% | 90% | 90% |  | The proportion of fuel energy the existing boiler turns into useful heat. It converts the heat demand into the quantity of fuel actually bought, since a boiler at ninety per cent efficiency consumes more fuel than the heat it delivers. |  | BwB
Current fuel unit cost | HUF/MWh | Y | 55 | 65 | 48 | 55 |  | Gas price (the avoided cost: it determines the value of every unit of fuel the scheme avoids buying.) |  | Client
Planned efficiency gains | % | N | 5% | 5% | 5% | 5% |  | Any committed reduction in heat demand from efficiency measures, applied before the system is sized. Sizing plant against a demand that is about to fall would oversize the equipment and waste capital. |  | Client
Design annual heat demand | MWh/yr | N/A | 1900 | 1900 | 1900 | 1900 |  | Calculated by the model as the current demand less the planned efficiency gains. This is the demand the system is actually sized against. |  | Derived
Annual fuel input | MWh/yr | — | 2222.2222 | 2222.2222 | 2222.2222 | 2222.2222 |  | demand ÷ boiler efficiency (giving the quantity of fuel currently purchased) |  | Derived
Annual baseline fuel cost | HUF/yr | — | 122222.2222 | 144444.4444 | 106666.6667 | 122222.2222 |  | Calculated by the model as the fuel input multiplied by the unit cost. This is the bill the project sets out to avoid and the principal benefit against which its costs are weighed. |  | Derived
Heat sales price | HUF/MWh | N | 75 | 65 | 85 | 75 |  | The price at which heat is sold to a third party, where the scheme supplies others rather than only itself. It is zero for a scheme that only serves its own site | Concept: offtake | Client
Cooling sales price | HUF/MWh | N | 90 | 75 | 105 | 90 |  | The price at which cooling is sold, where the scheme provides it. It is zero unless cooling is part of the scheme and is sold | Concept: offtake | Client
Balancing services revenue | HUF/yr | N | 8000 | 5000 | 12000 | 8000 |  | Any payment received for making the flexibility of the storage available to the electricity system. This is an additional value stream where such arrangements exist. |  | Client
OPEX
Category | Unit | Sens? | Base | Downside | Upside | Value |  | Notes | Source ID | Provided by
Electricity price (heat pump) | HUF/MWh | Y | 120 | 140 | 100 | 120 |  | The tariff paid for the electricity the heat pump consumes. Since electricity is the largest running cost of the scheme, this price and the coefficient of performance together determine most of the operating expenditure. |  | Client
Electricity input per MWh (derived, =1/COP) | MWh_e | N/A |  |  |  | 0.1219 |  | 1 ÷ COP ( It translates the efficiency of the machine into the quantity of electricity that must be bought for each unit of heat delivered.) |  | Derived
Annual pumping electricity | MWh/yr | N | 50 | 50 | 50 | 50 |  | Parasitic load (The electricity consumed by the pumps that move water around the system. This produces no heat itself but is required for the scheme to function, and it is a genuine continuous cost that would otherwise be overlooked.) | Concept: pumping module | Client
Pumping electricity price | HUF/MWh | Y | 120 | 140 | 100 | 120 |  | The tariff paid for pumping electricity, usually the same as that paid by the heat pump. | Concept: pumping module | Client
Cleaning and fouling O&M | %/yr | N/A |  |  |  | 0.5% |  | The cost of keeping the heat exchangers clean, expressed as a proportion of capital cost. Dirty streams coat the exchanger surfaces and reduce heat transfer, so regular cleaning is essential. This is the characteristic operating cost of waste heat recovery and is highest for communal wastewater | Parameters | TBC-Pál
O&M general | % CAPEX/yr | Y | 2% | 2.5% | 1.5% | 2% |  | Routine maintenance of the plant, excluding electricity and exchanger cleaning which are captured separately. |  | BwB
Compressor replacement provision | HUF/yr | Y | 8000 | 10000 | 6000 | 8000 |  | An annual amount set aside toward replacing heat pump compressors, which rarely last the full life of the scheme. Ignoring this would understate the true cost of operating over twenty years. | Desk Research dummy variables. Rationale: Industrial compressor life 10–15 yrs; annual sinking fund | Link
OPEX real escalation | %/yr | Y | 1% | 1.5% | 0.5% | 1% |  | The rate at which operating costs rise above general inflation, reflecting the tendency of maintenance and labour costs to outpace the general price level. |  | BwB
Taxation
Category | Unit | Sens? | Base | Downside | Upside | Value |  | Notes | Source ID | Provided by
Corporate income tax rate | % | N | 9% | 9% | 9% | 9% |  | The rate at which profits are taxed in the country of the project. Tax reduces the cash the scheme retains and must be reflected if the appraisal is to be realistic | Concept: income statement | Client
Depreciation rate (straight-line) | % | N | 5% | 5% | 5% | 5% |  | The rate at which the capital assets are written down for accounting and tax purposes, on a straight line basis. Depreciation is not a cash cost but it reduces taxable profit and therefore the tax paid | Concept: income statement | BwB
Tax loss carryforward allowed? | Y/N | N | Yes | Yes | Yes | Yes |  | Whether losses made in early years may be carried forward to offset tax in later profitable years. Where this is permitted the scheme pays less tax overall, and assuming otherwise would overstate the tax burden | Concept: income statement | Client
Debt and Financing
Category | Unit | Sens? | Base | Downside | Upside | Value |  | Notes | Source ID | Provided by
Grant share of CAPEX | % | Y | 30% | 20% | 40% | 30% |  | The proportion of the capital cost met by grant funding, which is never repaid. | Brief: I3 / alt. financing | Client
Debt share of CAPEX (gearing) | % | N | 50% | 50% | 50% | 50% |  | The proportion of the capital cost met by borrowing. Whatever is not met by grant or debt is met by the sponsor from equity | Concept: financing | Client
Debt interest rate | % | Y | 6% | 7.5% | 5% | 6% |  | The annual rate of interest charged on the loan, which determines the cost of servicing the borrowing. | Concept: financing | Client
Debt term | Years | N | 15 | 15 | 15 | 15 |  | The number of years over which the loan is repaid. A longer term lowers the annual payment but increases the total interest paid | Concept: financing | Client
Debt disbursement cost | % debt | N | 1% | 1% | 1% | 1% |  | The up front fee charged by the lender when the loan is advanced. | Concept: financing | BwB
Amortisation type | menu | N | Equal debt service (annuity) | Equal debt service (annuity) | Equal debt service (annuity) | Equal debt service (annuity) |  | How the loan is repaid, either by equal repayments of principal or by equal total payments across the term. The choice changes the shape of the annual cash outflow and therefore the cover ratio in the early years. | Concept: financing | Client
Minimum DSCR (covenant) | x | N | 1.3 | 1.3 | 1.3 | 1.3 |  | The minimum ratio of cash available to debt service that the lender requires. It functions as a pass or fail test on whether the scheme can comfortably meet its obligations, and a ratio below the threshold signals that the borrowing is too large for the cash the scheme generates. | Concept: financing | Client
Debt currency | menu | N | EUR | EUR | EUR | EUR |  | The currency in which the loan is denominated, which may differ from the currency of the savings the scheme generates | Concept: financing | Client
Currency risk (revenue vs debt service) | flag | N/A |  |  |  | MISMATCH - FX risk |  | Pál 22 July: flag whether revenue and debt service share a currency |  | Derived
Economic Assumptions
Category | Unit | Sens? | Base | Downside | Upside | Value |  | Notes | Source ID | Provided by
Inflation (general) | % | N | 2% | 2% | 2% | 2% |  | The general rate at which prices rise over the life of the model, providing the background against which real escalation rates are expressed. |  | BwB
Fuel price escalation (real) | %/yr | Y | 3% | 4% | 2% | 3% |  | The rate at which fuel prices are assumed to rise above general inflation. Because the benefit of the scheme is the fuel it avoids buying, a faster rise in fuel prices increases the value of that avoided purchase over time. |  | BwB
Electricity price escalation (real) | %/yr | Y | 2% | 3% | 1.5% | 2% |  | The rate at which electricity prices are assumed to rise above general inflation. Electricity is the principal running cost, so this works against the scheme in the same way that fuel escalation works in its favour. |  | BwB
WACC
Risk-free rate | % | N | 3% | 3% | 3% | 3% |  | CAPM base rate | Government bond yield | BwB
Equity risk premium | % | N | 5.5% | 5.5% | 5.5% | 5.5% |  | CAPM | Market ERP | BwB
Unlevered (asset) beta | x | N | 0.55 | 0.55 | 0.55 | 0.55 |  | Relevered below (A measure of how risky this type of asset is relative to the market as a whole, before any effect of borrowing. It is taken from comparable infrastructure and utility assets) | Infrastructure sector proxy | BwB
Credit spread | % | Y | 2% | 2.5% | 1.5% | 2% |  | Over the risk-free rate (The margin a lender charges above the risk free rate, reflecting the lender's assessment of the risk of the borrower and the project) | Bank quote | Client
Relevered beta | x | N/A | 1.8013 | 1.3842 | 3.0525 | 1.8013 |  | βu × (1 + (1 − t) × D/E) (adjusting the asset beta for the level of borrowing in the scheme. Borrowing amplifies the risk borne by equity, so a more highly geared scheme carries a higher beta.) |  | Derived
Cost of equity | % | N/A | 12.91% | 10.61% | 19.79% | 12.91% |  | rf + βL × ERP (the return the sponsor requires on the money they put in.) |  | Derived
After-tax cost of debt | % | N/A | 4.55% | 5.005% | 4.095% | 4.55% |  | (rf + spread) × (1 − t) ( (as the risk free rate plus the credit spread, reduced for the tax relief available on interest. Because interest is deductible, the effective cost of borrowing is lower than the headline rate.)) |  | Derived
WACC | % | N/A | 6.938% | 7.108% | 6.711% | 6.938% |  | E/V × Ke + D/V × Kd (represents the overall return the scheme must earn to satisfy those who funded it.) |  | Derived
Discount rate for NPV | % | N/A | 6.938% | 7.108% | 6.711% | 6.938% |  | equals WACC (Set equal to the weighted average cost of capital. It converts future savings into present value, and it is the rate against which the scheme is judged to create or destroy value.) |  | Derived
Degradation & Performance
Annual COP degradation | %/yr | Y | 0.5% | 0.7% | 0.3% | 0.5%
Annual output degradation | %/yr | Y | 0.2% | 0.3% | 0.1% | 0.2% |  |  |  | Client
Client
Adsorption Cooling
Cooling module on? | Y/N |  | No | No | No | No |  |  |  | Client
Peak cooling demand | kW |  | 500 | 500 | 500 | 500 |  | site cooling load |  | Client
Annual cooling demand | MWh/yr |  | 800 | 800 | 800 | 800 |  | site cooling energy |  | Client
Adsorption chiller COP | x |  | 0.55 | 0.55 | 0.55 | 0.55 |  | silica gel 0.5-0.6; range 0.25-0.65 |  | Derived
Chiller specific cost | cur/kW |  | 600 | 600 | 600 | 600 |  | ~$600/kW-th: adsorption higher end |  | Derived
Chiller capacity | kW |  | 500 | 500 | 500 | 500 |  | sized to peak cooling |  | Client
Heat Allocation and Input Cost
Cooling allocation (% of source) | % |  | 0% | 0% | 0% | 0% |  | user split: source heat to cooling vs heating |  | Client
Third-party heat sales share | % |  | 40% | 30% | 50% | 40% |  | user split: delivered heat sold vs self-supplied |  | Client
Heat input / feedstock cost | cur/MWh |  | 0 | 0 | 0 | 0 |  | cost to acquire waste heat (0 if free); weighted avg |  | Client
Asset Useful Lives (Depreciation)
Heat pump life | years |  | 15 | 15 | 15 | 15 |  |  |  | Client
Source HX life | years |  | 20 | 20 | 20 | 20 |  |  |  | Client
Solar PV life | years |  | 25 | 25 | 25 | 25 |  |  |  | Client
Pipework & civils life | years |  | 40 | 40 | 40 | 40 |  |  |  | Client
Soft costs life | years |  | 25 | 25 | 25 | 25 |  |  |  | Client
Working Capital & Deferred Tax
Days sales receivable | days |  | 30 | 30 | 30 | 30 |  |  |  | Client
Days payable outstanding | days |  | 30 | 30 | 30 | 30 |  |  |  | Client
Tax depreciation rate (declining balance) | %/yr |  | 20% | 20% | 20% | 20% |  |  |  | Client
Include terminal value? | Y/N |  | Yes | Yes | Yes | Yes |  |  |  | Client
Storage: efficiency gain (optimised load profile) | MWh/yr |  |  |  |  | 14
Storage: cost saving from lower-cost energy | EUR/MWh |  |  |  |  | 15
Storage: total fuel savings value (override) | EUR/yr |  |  |  |  | 0
avg days/month | days |  |  |  |  | 30.4
Storage: duration at peak load | hours |  | 4 | 0 | 0 | 4

## Parameters (hidden)
1 | Menu Lists
| Use case (full label) | Use case (short) |  | Currency |  | Amortisation type |  | Yes / No | Scenario
| 1 · Cascade geothermal (spa / greenhouse / building / DH) | Cascade geothermal |  | EUR |  | Equal principal |  | Yes | Base
| 2 · Geothermal power by-product water | Geothermal power by-product |  | PLN |  | Equal debt service (annuity) |  | No | Downside
| 3 · Communal wastewater (spa or municipal) | Communal wastewater |  | HUF |  | Other |  |  | Upside
RON
SEK
DKK
CZK
2 | Use-Case Source Defaults
| Parameter | Unit | 1 · Cascade | 2 · Geo-power | 3 · Communal | Source | Link for 1 | Link for 2 | Link for 3
| Typical source temperature | °C | 38 | 75 | 18 | BwB worked example pending Pál | Link 1
| Typical available flow | m³/h | 43 | 150 | 120 | BwB worked example pending Pál | Link 1
| Minimum discharge temperature | °C | 30 | 65 | 10 | BwB worked example pending Pál | Link 1
| Source availability | % | 95% | 90% | 95% | BwB worked example pending Pál | Link 1
| Exchanger specific cost | €/kW_th | 60 | 120 | 180 | BwB worked example pending Pál | Link 1 | Link 2 | Link 3
| Heat exchanger approach loss | °C | 3 | 4 | 6 | BwB worked example pending Pál | Link 1 | Link 2 | Link 3
| Intermediate loop needed? | Y/N | No | No | Yes | BwB (communal is dirtiest)
| Cleaning and fouling O&M | %/yr | 0.5% | 2% | 3.5% | BwB (highest for communal)
| Reinjection well typical? | Y/N | No | Yes | No | BwB
| Descaling equipment typical? | Y/N | No | Yes | TBC | Pál (scaling streams)
| Monthly availability shape | ref | Winter-peak | Flat | Flat
Intermediate loop illustration
3 | Countries and Currencies
| Country | Currency
| Austria | EUR
| Belgium | EUR
| Croatia | EUR
| Cyprus | EUR
| Estonia | EUR
| Finland | EUR
| France | EUR
| Germany | EUR
| Greece | EUR
| Ireland | EUR
| Italy | EUR
| Latvia | EUR
| Lithuania | EUR
| Luxembourg | EUR
| Malta | EUR
| Netherlands | EUR
| Portugal | EUR
| Slovakia | EUR
| Slovenia | EUR
| Spain | EUR
| Poland | PLN
| Hungary | HUF
| Romania | RON
| Sweden | SEK
| Denmark | DKK
| Czechia | CZK
Wastewater
│
▼
+----------------------+
| Wastewater Heat|
| Exchanger |
+----------------------+
▲
│
Intermediate (clean) loop
│
▼
+----------------------+
| Heat Pump Evaporator |
+----------------------+
│
▼
Heating system

## Inputs_Dynamic (hidden)
1 | Monthly Profiles
|  | Category | Unit |  | Jan | Feb | Mar | Apr | May | Jun | Jul | Aug | Sep | Oct | Nov | Dec | Total | Check
|  | Heating demand share | % |  | 18% | 15% | 12% | 6% | 2% | 1% | 1% | 1% | 3% | 8% | 14% | 19% | 100% | OK
|  | Source availability share | % |  | 8.3% | 8.3% | 8.3% | 8.3% | 8.3% | 8.3% | 8.3% | 8.3% | 8.3% | 8.3% | 8.3% | 8.7% | 100% | OK
|  | Cooling demand share | % |  | 0% | 0% | 0% | 2% | 10% | 22% | 28% | 24% | 10% | 4% | 0% | 0% | 100% | OK
2 | Derived Monthly Quantities
|  | Category | Unit |  | Jan | Feb | Mar | Apr | May | Jun | Jul | Aug | Sep | Oct | Nov | Dec | Total
|  | Heat demand (after efficiency gains) | MWh |  | 342 | 285 | 228 | 114 | 38 | 19 | 19 | 19 | 57 | 152 | 266 | 361 | 1900
|  | Source heat available | MWh |  | 276.3401 | 276.3401 | 276.3401 | 276.3401 | 276.3401 | 276.3401 | 276.3401 | 276.3401 | 276.3401 | 276.3401 | 276.3401 | 289.6577 | 3329.3992
|  | Surplus / (deficit) | MWh |  | -65.6599 | -8.6599 | 48.3401 | 162.3401 | 238.3401 | 257.3401 | 257.3401 | 257.3401 | 219.3401 | 124.3401 | 10.3401 | -71.3423
[5 empty] | 276.3401 | 256.5 | 205.2 | 102.6 | 34.2 | 17.1 | 17.1 | 17.1 | 51.3 | 136.8 | 239.4 | 289.6577 | 1643.2979
3 | Weighted-Average Heat Input Cost
|  | Fuel source |  | Cost (€/MWh) | Jan: Weight
|  | Natural gas |  | 55 | Jan: 100%
|  | Alternative source 2 |  | 0 | bar: Jan
|  | Alternative source 3 |  | 0 | bar: Jan
|  | Weighted-average fuel cost | €/MWh | 55 | bar: Jan
4 | Weighted-Average Heat Sales Value
|  | Sales stream |  | Price (€/MWh) | Jan: Weight
|  | Self-supply (avoided cost) |  | 55 | Jan: 100%
|  | Third-party heat |  | 75 | bar: Jan
|  | Cooling |  | 90 | bar: Jan
|  | Weighted-average sales value | €/MWh | 55 | bar: Jan
(as a reference/diagnostic figure: what would the blended realized price look like if collapsed to one rate)
5 | monthly PV-vs-demand match
|  | PV generation (monthly) |  |  | 0 | 0 | 0 | 0 | 0 | 0 | 0 | 0 | 0 | 0 | 0 | 0
|  | HP electricity (monthly) |  |  | 36.0559 | 30.0466 | 24.0373 | 12.0186 | 4.0062 | 2.0031 | 2.0031 | 2.0031 | 6.0093 | 16.0248 | 28.0435 | 38.059
|  | PV offset (monthly-matched) |  |  | 0 | 0 | 0 | 0 | 0 | 0 | 0 | 0 | 0 | 0 | 0 | 0 | 0

## Dates (hidden)
|  | Sheet Check | BoP | 2026-01-01 | 2027-01-01 | 2028-01-01 | 2029-01-01 | 2030-01-01 | 2031-01-01 | 2032-01-01 | 2033-01-01 | 2034-01-01 | 2035-01-01 | 2036-01-01 | 2037-01-01 | 2038-01-01 | 2039-01-01 | 2040-01-01 | 2041-01-01 | 2042-01-01 | 2043-01-01 | 2044-01-01 | 2045-01-01 | 2046-01-01 | 2047-01-01 | 2048-01-01 | 2049-01-01
|  | 0 | EoP |  | 2027-12-31 | 2028-12-31 | 2029-12-31 | 2030-12-31 | 2031-12-31 | 2032-12-31 | 2033-12-31 | 2034-12-31 | 2035-12-31 | 2036-12-31 | 2037-12-31 | 2038-12-31 | 2039-12-31 | 2040-12-31 | 2041-12-31 | 2042-12-31 | 2043-12-31 | 2044-12-31 | 2045-12-31 | 2046-12-31 | 2047-12-31 | 2048-12-31 | 2049-12-31
|  |  | Year |  | 2027 | 2028 | 2029 | 2030 | 2031 | 2032 | 2033 | 2034 | 2035 | 2036 | 2037 | 2038 | 2039 | 2040 | 2041 | 2042 | 2043 | 2044 | 2045 | 2046 | 2047 | 2048 | 2049
|  |  | Days on Period |  | 365 | 366 | 365 | 365 | 365 | 366 | 365 | 365 | 365 | 366 | 365 | 365 | 365 | 366 | 365 | 365 | 365 | 366 | 365 | 365 | 365 | 366 | 365
|  |  | Days on Year |  | 365 | 366 | 365 | 365 | 365 | 366 | 365 | 365 | 365 | 366 | 365 | 365 | 365 | 366 | 365 | 365 | 365 | 366 | 365 | 365 | 365 | 366 | 365
|  |  | Month No |  | 12 | 12 | 12 | 12 | 12 | 12 | 12 | 12 | 12 | 12 | 12 | 12 | 12 | 12 | 12 | 12 | 12 | 12 | 12 | 12 | 12 | 12 | 12
|  |  | Period Index | -1 | 0 | 1 | 2 | 3 | 4 | 5 | 6 | 7 | 8 | 9 | 10 | 11 | 12 | 13 | 14 | 15 | 16 | 17 | 18 | 19 | 20 | 21 | 22
Unit | Data | Check | Item | -1: Pre-period
Year | 2027 | 0 | Model start year
Years | 2 | 0 | Construction duration
Years | 20 | 0 | Operating horizon
|  |  | Construction period | 2 | 0 | 1 | 1 | 0 | 0 | 0 | 0 | 0 | 0 | 0 | 0 | 0 | 0 | 0 | 0 | 0 | 0 | 0 | 0 | 0 | 0 | 0 | 0
|  |  | Operating period | 20 | 0 | 0 | 0 | 1 | 1 | 1 | 1 | 1 | 1 | 1 | 1 | 1 | 1 | 1 | 1 | 1 | 1 | 1 | 1 | 1 | 1 | 1 | 1

## Timing (hidden)
|  |  |  | Sheet Check | BoP | 2027-01-01 | 2028-01-01 | 2029-01-01 | 2030-01-01 | 2031-01-01 | 2032-01-01 | 2033-01-01 | 2034-01-01 | 2035-01-01 | 2036-01-01 | 2037-01-01 | 2038-01-01 | 2039-01-01 | 2040-01-01 | 2041-01-01 | 2042-01-01 | 2043-01-01 | 2044-01-01 | 2045-01-01 | 2046-01-01 | 2047-01-01 | 2048-01-01 | 2049-01-01
|  |  |  | 0 | EoP | 2027-12-31 | 2028-12-31 | 2029-12-31 | 2030-12-31 | 2031-12-31 | 2032-12-31 | 2033-12-31 | 2034-12-31 | 2035-12-31 | 2036-12-31 | 2037-12-31 | 2038-12-31 | 2039-12-31 | 2040-12-31 | 2041-12-31 | 2042-12-31 | 2043-12-31 | 2044-12-31 | 2045-12-31 | 2046-12-31 | 2047-12-31 | 2048-12-31 | 2049-12-31
[5 empty] | Year | 2027 | 2028 | 2029 | 2030 | 2031 | 2032 | 2033 | 2034 | 2035 | 2036 | 2037 | 2038 | 2039 | 2040 | 2041 | 2042 | 2043 | 2044 | 2045 | 2046 | 2047 | 2048 | 2049
[5 empty] | Days on Period | 365 | 366 | 365 | 365 | 365 | 366 | 365 | 365 | 365 | 366 | 365 | 365 | 365 | 366 | 365 | 365 | 365 | 366 | 365 | 365 | 365 | 366 | 365
[5 empty] | Days on Year | 365 | 366 | 365 | 365 | 365 | 366 | 365 | 365 | 365 | 366 | 365 | 365 | 365 | 366 | 365 | 365 | 365 | 366 | 365 | 365 | 365 | 366 | 365
[5 empty] | Month No | 12 | 12 | 12 | 12 | 12 | 12 | 12 | 12 | 12 | 12 | 12 | 12 | 12 | 12 | 12 | 12 | 12 | 12 | 12 | 12 | 12 | 12 | 12
[5 empty] | Period Index | 0 | 1 | 2 | 3 | 4 | 5 | 6 | 7 | 8 | 9 | 10 | 11 | 12 | 13 | 14 | 15 | 16 | 17 | 18 | 19 | 20 | 21 | 22
[5 empty] | Operating period | 0 | 0 | 0 | 1 | 1 | 1 | 1 | 1 | 1 | 1 | 1 | 1 | 1 | 1 | 1 | 1 | 1 | 1 | 1 | 1 | 1 | 1 | 1
| Escalation drivers | Unit | Data | 0
| Inflation (general) | % | 2%
| Fuel escalation (real) | % | 3%
| Electricity escalation (real) | % | 2%
| OPEX Real Escalation |  | 1%
Escalation Indices by Year
[5 empty] | Inflation index | 1 | 1.02 | 1.0404 | 1.0612 | 1.0824 | 1.1041 | 1.1262 | 1.1487 | 1.1717 | 1.1951 | 1.219 | 1.2434 | 1.2682 | 1.2936 | 1.3195 | 1.3459 | 1.3728 | 1.4002 | 1.4282 | 1.4568 | 1.4859 | 1.5157 | 1.546
[5 empty] | Fuel price index | 1 | 1.03 | 1.0609 | 1.0927 | 1.1255 | 1.1593 | 1.1941 | 1.2299 | 1.2668 | 1.3048 | 1.3439 | 1.3842 | 1.4258 | 1.4685 | 1.5126 | 1.558 | 1.6047 | 1.6528 | 1.7024 | 1.7535 | 1.8061 | 1.8603 | 1.9161
[5 empty] | Electricity price index | 1 | 1.02 | 1.0404 | 1.0612 | 1.0824 | 1.1041 | 1.1262 | 1.1487 | 1.1717 | 1.1951 | 1.219 | 1.2434 | 1.2682 | 1.2936 | 1.3195 | 1.3459 | 1.3728 | 1.4002 | 1.4282 | 1.4568 | 1.4859 | 1.5157 | 1.546
[5 empty] | OPEX real escalation index | 1 | 1.01 | 1.0201 | 1.0303 | 1.0406 | 1.051 | 1.0615 | 1.0721 | 1.0829 | 1.0937 | 1.1046 | 1.1157 | 1.1268 | 1.1381 | 1.1495 | 1.161 | 1.1726 | 1.1843 | 1.1961 | 1.2081 | 1.2202 | 1.2324 | 1.2447

## Construction (hidden)
|  |  | Sheet Check | 0
Selected case: | Cascade geothermal:Base | [5 empty] | Period beginning (BoP) | 2027-01-01 | 2028-01-01 | 2029-01-01 | 2030-01-01 | 2031-01-01 | 2032-01-01 | 2033-01-01 | 2034-01-01 | 2035-01-01 | 2036-01-01 | 2037-01-01 | 2038-01-01 | 2039-01-01 | 2040-01-01 | 2041-01-01 | 2042-01-01 | 2043-01-01 | 2044-01-01 | 2045-01-01 | 2046-01-01 | 2047-01-01 | 2048-01-01 | 2049-01-01
[7 empty] | Period end (EoP) | 2027-12-31 | 2028-12-31 | 2029-12-31 | 2030-12-31 | 2031-12-31 | 2032-12-31 | 2033-12-31 | 2034-12-31 | 2035-12-31 | 2036-12-31 | 2037-12-31 | 2038-12-31 | 2039-12-31 | 2040-12-31 | 2041-12-31 | 2042-12-31 | 2043-12-31 | 2044-12-31 | 2045-12-31 | 2046-12-31 | 2047-12-31 | 2048-12-31 | 2049-12-31
[7 empty] | Year | 2027 | 2028 | 2029 | 2030 | 2031 | 2032 | 2033 | 2034 | 2035 | 2036 | 2037 | 2038 | 2039 | 2040 | 2041 | 2042 | 2043 | 2044 | 2045 | 2046 | 2047 | 2048 | 2049
[7 empty] | Period index | 0 | 1 | 2 | 3 | 4 | 5 | 6 | 7 | 8 | 9 | 10 | 11 | 12 | 13 | 14 | 15 | 16 | 17 | 18 | 19 | 20 | 21 | 22
Flags
Construction
|  | Construction period | Flag |  |  |  |  | 0 | 1 | 1 | 0 | 0 | 0 | 0 | 0 | 0 | 0 | 0 | 0 | 0 | 0 | 0 | 0 | 0 | 0 | 0 | 0 | 0 | 0 | 0
|  | Construction years (count) | No |  |  | 2
Core Production Equipment
|  | Heat pump | HUF | 252000
|  | Source-side heat exchanger | HUF | 24004.32
|  | Building-side heat exchanger | HUF | 0
|  | Heat storage | HUF | 0
|  | Solar PV | HUF | 80000
|  | Adsorption chiller | HUF | 0
|  | Total core production equipment | HUF | 356004.32
Balance of Plant
|  | Distance (source to use) | m | 500
|  | Insulated pipe pair cost | cur/m | 175
|  | Trenching & reinstatement | cur/m | 50
|  | Pipework and civils (built up) | HUF | 112500
|  | Effluent / reinjection / descaling | HUF | 40000
|  | Electrical connection and controls | HUF | 60000
|  | Efficiency-gain works | HUF | 20000
|  | Source water / access fee | HUF | 0
|  | Total balance of plant | HUF | 232500
Soft Costs
|  | Base for percentages (core + BoP) | HUF | 588504.32
|  | Development cost rate | % CAPEX | 8%
|  | Contingency rate | % CAPEX | 10%
|  | Development cost | HUF | 47080.3456
|  | Contingency | HUF | 58850.432
|  | Total soft costs | HUF | 105930.7776
Summary and Ratios
|  | Core production equipment | HUF | 356004.32
|  | Balance of plant | HUF | 232500
|  | Soft costs | HUF | 105930.7776
|  | TOTAL CAPEX | HUF | 694435.0976
|  | Balance-of-plant to core-equipment ratio | x | 0.65308
|  | Balance-of-plant share of total | % | 0.3348
Total Uses (Capital Spend Over Time)
|  | CAPEX allocation (% per year) | % |  | 0 | 100% |  | 0% | 50% | 50% | 0% | 0% | 0% | 0% | 0% | 0% | 0% | 0% | 0% | 0% | 0% | 0% | 0% | 0% | 0% | 0% | 0% | 0% | 0% | 0%
|  | Normalised weight | weight |  |  |  |  | 0 | 0.5 | 0.5 | 0 | 0 | 0 | 0 | 0 | 0 | 0 | 0 | 0 | 0 | 0 | 0 | 0 | 0 | 0 | 0 | 0 | 0 | 0 | 0
|  | Capital spend (real) | HUF |  |  | 694435.0976 |  | 0 | 347217.5488 | 347217.5488 | 0 | 0 | 0 | 0 | 0 | 0 | 0 | 0 | 0 | 0 | 0 | 0 | 0 | 0 | 0 | 0 | 0 | 0 | 0 | 0
|  | Inflation index | x |  |  |  |  | 1 | 1.02 | 1.0404 | 1.0612 | 1.0824 | 1.1041 | 1.1262 | 1.1487 | 1.1717 | 1.1951 | 1.219 | 1.2434 | 1.2682 | 1.2936 | 1.3195 | 1.3459 | 1.3728 | 1.4002 | 1.4282 | 1.4568 | 1.4859 | 1.5157 | 1.546
|  | Capital spend (nominal) | HUF |  |  | 715407.0375 |  | 0 | 354161.8998 | 361245.1378 | 0 | 0 | 0 | 0 | 0 | 0 | 0 | 0 | 0 | 0 | 0 | 0 | 0 | 0 | 0 | 0 | 0 | 0 | 0 | 0
Itemised Construction Phasing (% per period)
|  | Rotating & mechanical | % |  |  |  |  | 0% | 50% | 50% | 0% | 0% | 0% | 0% | 0% | 0% | 0% | 0% | 0% | 0% | 0% | 0% | 0% | 0% | 0% | 0% | 0% | 0% | 0% | 0%
|  | Thermal & electrical | % |  |  |  |  | 0% | 50% | 50% | 0% | 0% | 0% | 0% | 0% | 0% | 0% | 0% | 0% | 0% | 0% | 0% | 0% | 0% | 0% | 0% | 0% | 0% | 0% | 0%
|  | Solar PV | % |  |  |  |  | 0% | 50% | 50% | 0% | 0% | 0% | 0% | 0% | 0% | 0% | 0% | 0% | 0% | 0% | 0% | 0% | 0% | 0% | 0% | 0% | 0% | 0% | 0%
|  | Civil works & pipework | % |  |  |  |  | 0% | 50% | 50% | 0% | 0% | 0% | 0% | 0% | 0% | 0% | 0% | 0% | 0% | 0% | 0% | 0% | 0% | 0% | 0% | 0% | 0% | 0% | 0%
|  | Soft costs | % |  |  |  |  | 0% | 50% | 50% | 0% | 0% | 0% | 0% | 0% | 0% | 0% | 0% | 0% | 0% | 0% | 0% | 0% | 0% | 0% | 0% | 0% | 0% | 0% | 0%
|  | Check: each profile sums to 100% |  |  | 0
Itemised Capital Spend (nominal)
|  | Rotating & mechanical | [5 empty] | 0 | 128520 | 131090.4 | 0 | 0 | 0 | 0 | 0 | 0 | 0 | 0 | 0 | 0 | 0 | 0 | 0 | 0 | 0 | 0 | 0 | 0 | 0 | 0
|  | Thermal & electrical | [5 empty] | 0 | 42842.2032 | 43699.0473 | 0 | 0 | 0 | 0 | 0 | 0 | 0 | 0 | 0 | 0 | 0 | 0 | 0 | 0 | 0 | 0 | 0 | 0 | 0 | 0
|  | Solar PV | [5 empty] | 0 | 40800 | 41616 | 0 | 0 | 0 | 0 | 0 | 0 | 0 | 0 | 0 | 0 | 0 | 0 | 0 | 0 | 0 | 0 | 0 | 0 | 0 | 0
|  | Civil works & pipework | [5 empty] | 0 | 87975 | 89734.5 | 0 | 0 | 0 | 0 | 0 | 0 | 0 | 0 | 0 | 0 | 0 | 0 | 0 | 0 | 0 | 0 | 0 | 0 | 0 | 0
|  | Soft costs | [5 empty] | 0 | 54024.6966 | 55105.1905 | 0 | 0 | 0 | 0 | 0 | 0 | 0 | 0 | 0 | 0 | 0 | 0 | 0 | 0 | 0 | 0 | 0 | 0 | 0 | 0
|  | Total itemised spend (nominal) | [5 empty] | 0 | 354161.8998 | 361245.1378 | 0 | 0 | 0 | 0 | 0 | 0 | 0 | 0 | 0 | 0 | 0 | 0 | 0 | 0 | 0 | 0 | 0 | 0 | 0 | 0
|  | Check: itemised total valid |  |  | 0

## Operations (hidden)
|  |  |  | Sheet check | 0
Selected case: | Cascade geothermal:Base | [5 empty] | Period beginning (BoP) | 2027-01-01 | 2028-01-01 | 2029-01-01 | 2030-01-01 | 2031-01-01 | 2032-01-01 | 2033-01-01 | 2034-01-01 | 2035-01-01 | 2036-01-01 | 2037-01-01 | 2038-01-01 | 2039-01-01 | 2040-01-01 | 2041-01-01 | 2042-01-01 | 2043-01-01 | 2044-01-01 | 2045-01-01 | 2046-01-01 | 2047-01-01 | 2048-01-01 | 2049-01-01
[7 empty] | Period end (EoP) | 2027-12-31 | 2028-12-31 | 2029-12-31 | 2030-12-31 | 2031-12-31 | 2032-12-31 | 2033-12-31 | 2034-12-31 | 2035-12-31 | 2036-12-31 | 2037-12-31 | 2038-12-31 | 2039-12-31 | 2040-12-31 | 2041-12-31 | 2042-12-31 | 2043-12-31 | 2044-12-31 | 2045-12-31 | 2046-12-31 | 2047-12-31 | 2048-12-31 | 2049-12-31
[7 empty] | Year | 2027 | 2028 | 2029 | 2030 | 2031 | 2032 | 2033 | 2034 | 2035 | 2036 | 2037 | 2038 | 2039 | 2040 | 2041 | 2042 | 2043 | 2044 | 2045 | 2046 | 2047 | 2048 | 2049
[7 empty] | Period index | 0 | 1 | 2 | 3 | 4 | 5 | 6 | 7 | 8 | 9 | 10 | 11 | 12 | 13 | 14 | 15 | 16 | 17 | 18 | 19 | 20 | 21 | 22
Flags |  |  | Units | Inputs | Sheet Check | Summary
|  | Construction period | [5 empty] | 0 | 1 | 1 | 0 | 0 | 0 | 0 | 0 | 0 | 0 | 0 | 0 | 0 | 0 | 0 | 0 | 0 | 0 | 0 | 0 | 0 | 0 | 0
|  | Operating period | [5 empty] | 0 | 0 | 0 | 1 | 1 | 1 | 1 | 1 | 1 | 1 | 1 | 1 | 1 | 1 | 1 | 1 | 1 | 1 | 1 | 1 | 1 | 1 | 1
|  | Construction duration | Yrs | 2
Energy Delivered |  |  |  |  | 0
|  | Operating years elapsed | No |  |  |  |  | 0 | 0 | 0 | 0 | 1 | 2 | 3 | 4 | 5 | 6 | 7 | 8 | 9 | 10 | 11 | 12 | 13 | 14 | 15 | 16 | 17 | 18 | 19
|  | Design annual heat demand | MWh/yr | 1900
|  | Share of demand served | % | 90%
|  | Annual output degradation | %/yr | 0.2%
|  | Annual heat extractable (after availability) | MWh/yr | 3329.3992
|  | Source availability (applied in extractable above) | % | 95%
|  | Source heat available (annual) | MWh |  |  |  |  | 3329.3992 | 3329.3992 | 3329.3992 | 3329.3992 | 3329.3992 | 3329.3992 | 3329.3992 | 3329.3992 | 3329.3992 | 3329.3992 | 3329.3992 | 3329.3992 | 3329.3992 | 3329.3992 | 3329.3992 | 3329.3992 | 3329.3992 | 3329.3992 | 3329.3992 | 3329.3992 | 3329.3992 | 3329.3992 | 3329.3992
|  | Useful heat demand | MWh |  |  | 38000 |  | 0 | 0 | 0 | 1900 | 1900 | 1900 | 1900 | 1900 | 1900 | 1900 | 1900 | 1900 | 1900 | 1900 | 1900 | 1900 | 1900 | 1900 | 1900 | 1900 | 1900 | 1900 | 1900
|  | Output degradation factor | x |  |  |  |  | 1 | 1 | 1 | 1 | 0.998 | 0.996 | 0.99401 | 0.99202 | 0.99004 | 0.98806 | 0.98608 | 0.98411 | 0.98214 | 0.98018 | 0.97822 | 0.97626 | 0.97431 | 0.97236 | 0.97042 | 0.96848 | 0.96654 | 0.96461 | 0.96268
|  | System heat before source cap | MWh |  |  |  |  | 0 | 0 | 0 | 1643.2979 | 1640.0113 | 1636.7312 | 1633.4578 | 1630.1909 | 1626.9305 | 1623.6766 | 1620.4293 | 1617.1884 | 1613.954 | 1610.7261 | 1607.5047 | 1604.2897 | 1601.0811 | 1597.8789 | 1594.6832 | 1591.4938 | 1588.3108 | 1585.1342 | 1581.9639
|  | Heat delivered by system | MWh |  |  | 32248.9342 |  | 0 | 0 | 0 | 1643.2979 | 1640.0113 | 1636.7312 | 1633.4578 | 1630.1909 | 1626.9305 | 1623.6766 | 1620.4293 | 1617.1884 | 1613.954 | 1610.7261 | 1607.5047 | 1604.2897 | 1601.0811 | 1597.8789 | 1594.6832 | 1591.4938 | 1588.3108 | 1585.1342 | 1581.9639
|  | Heat delivered by backup boiler | MWh |  |  | 5751.0658 |  | 0 | 0 | 0 | 256.7021 | 259.9887 | 263.2688 | 266.5422 | 269.8091 | 273.0695 | 276.3234 | 279.5707 | 282.8116 | 286.046 | 289.2739 | 292.4953 | 295.7103 | 298.9189 | 302.1211 | 305.3168 | 308.5062 | 311.6892 | 314.8658 | 318.0361
|  | Waste heat recovered from source | MWh |  |  | 32248.9342 |  | 0 | 0 | 0 | 1643.2979 | 1640.0113 | 1636.7312 | 1633.4578 | 1630.1909 | 1626.9305 | 1623.6766 | 1620.4293 | 1617.1884 | 1613.954 | 1610.7261 | 1607.5047 | 1604.2897 | 1601.0811 | 1597.8789 | 1594.6832 | 1591.4938 | 1588.3108 | 1585.1342 | 1581.9639
Heat Storage
|  | Round-trip efficiency | % | 90%
|  | Storage value benefit | HUF |  |  | 0 |  | 0 | 0 | 0 | 0 | 0 | 0 | 0 | 0 | 0 | 0 | 0 | 0 | 0 | 0 | 0 | 0 | 0 | 0 | 0 | 0 | 0 | 0 | 0
Electricity
|  | Base heating COP | x | 8.2037
|  | Annual COP degradation | %/yr | 0.5%
|  | Annual pumping electricity | MWh/yr | 50
|  | PV annual generation | MWh/yr | 115
|  | COP degradation factor | x |  |  |  |  | 1 | 1 | 1 | 1 | 0.995 | 0.99003 | 0.98507 | 0.98015 | 0.97525 | 0.97037 | 0.96552 | 0.96069 | 0.95589 | 0.95111 | 0.94635 | 0.94162 | 0.93691 | 0.93223 | 0.92757 | 0.92293 | 0.91832 | 0.91372 | 0.90916
|  | Degraded COP | x |  |  |  |  | 8.2037 | 8.2037 | 8.2037 | 8.2037 | 8.1627 | 8.1219 | 8.0813 | 8.0409 | 8.0007 | 7.9607 | 7.9209 | 7.8813 | 7.8419 | 7.8027 | 7.7637 | 7.7248 | 7.6862 | 7.6478 | 7.6095 | 7.5715 | 7.5336 | 7.496 | 7.4585
|  | Heat pump electricity | MWh |  |  | 4123.065 |  | 0 | 0 | 0 | 200.3106 | 200.9145 | 201.5203 | 202.1279 | 202.7373 | 203.3486 | 203.9617 | 204.5767 | 205.1935 | 205.8122 | 206.4327 | 207.0551 | 207.6794 | 208.3056 | 208.9336 | 209.5636 | 210.1954 | 210.8292 | 211.4648 | 212.1024
|  | Pumping degradation factor | x |  |  |  |  | 1 | 1 | 1 | 1 | 0.998 | 0.996 | 0.99401 | 0.99202 | 0.99004 | 0.98806 | 0.98608 | 0.98411 | 0.98214 | 0.98018 | 0.97822 | 0.97626 | 0.97431 | 0.97236 | 0.97042 | 0.96848 | 0.96654 | 0.96461 | 0.96268
|  | Pumping electricity | MWh |  |  | 1019.269 |  | 0 | 0 | 0 | 50 | 50.1002 | 50.2006 | 50.3012 | 50.402 | 50.503 | 50.6042 | 50.7056 | 50.8072 | 50.9091 | 51.0111 | 51.1133 | 51.2157 | 51.3184 | 51.4212 | 51.5243 | 51.6275 | 51.731 | 51.8347 | 51.9385
|  | PV generation (offset) | MWh |  |  | 2300 |  | 0 | 0 | 0 | 115 | 115 | 115 | 115 | 115 | 115 | 115 | 115 | 115 | 115 | 115 | 115 | 115 | 115 | 115 | 115 | 115 | 115 | 115 | 115
|  | Net electricity purchased | MWh |  |  | 2842.3339 |  | 0 | 0 | 0 | 135.3106 | 136.0147 | 136.7209 | 137.4291 | 138.1393 | 138.8516 | 139.5659 | 140.2823 | 141.0007 | 141.7212 | 142.4438 | 143.1684 | 143.8951 | 144.6239 | 145.3548 | 146.0878 | 146.8229 | 147.5602 | 148.2995 | 149.041
Fuel and Avoided-Cost Basis
|  | Current boiler efficiency | % | 90%
|  | Baseline fuel (counterfactual) | MWh |  |  | 42222.2222 |  | 0 | 0 | 0 | 2111.1111 | 2111.1111 | 2111.1111 | 2111.1111 | 2111.1111 | 2111.1111 | 2111.1111 | 2111.1111 | 2111.1111 | 2111.1111 | 2111.1111 | 2111.1111 | 2111.1111 | 2111.1111 | 2111.1111 | 2111.1111 | 2111.1111 | 2111.1111 | 2111.1111 | 2111.1111
|  | Residual boiler fuel (project) | MWh |  |  | 6390.0731 |  | 0 | 0 | 0 | 285.2246 | 288.8764 | 292.5208 | 296.158 | 299.7879 | 303.4106 | 307.026 | 310.6341 | 314.2351 | 317.8289 | 321.4154 | 324.9948 | 328.567 | 332.1321 | 335.6901 | 339.2409 | 342.7847 | 346.3213 | 349.8509 | 353.3734
|  | Avoided fuel (quantity) | MWh |  |  | 21499.2895 |  | 0 | 0 | 0 | 1095.5319 | 1093.3408 | 1091.1542 | 1088.9719 | 1086.7939 | 1084.6203 | 1082.4511 | 1080.2862 | 1078.1256 | 1075.9694 | 1073.8174 | 1071.6698 | 1069.5264 | 1067.3874 | 1065.2526 | 1063.1221 | 1060.9959 | 1058.8739 | 1056.7561 | 1054.6426
Revenue (Sales) |  |  |  |  | 0
|  | Third-party heat share | % | 40%
|  | Heat sales price (real) | cur/MWh | 75
|  | Cooling sales price (real) | cur/MWh | 90
|  | Balancing services revenue | cur/yr | 8000
|  | Heat sold to third parties | MWh |  |  | 12899.5737 |  | 0 | 0 | 0 | 657.3191 | 656.0045 | 654.6925 | 653.3831 | 652.0763 | 650.7722 | 649.4706 | 648.1717 | 646.8754 | 645.5816 | 644.2905 | 643.0019 | 641.7159 | 640.4324 | 639.1516 | 637.8733 | 636.5975 | 635.3243 | 634.0537 | 632.7856
|  | Heat sales revenue | HUF |  |  | 1417561.6618 |  | 0 | 0 | 0 | 53870.2783 | 55375.4138 | 56922.6029 | 58513.0204 | 60147.8742 | 61828.4058 | 63555.8915 | 65331.6431 | 67157.0092 | 69033.376 | 70962.1686 | 72944.8515 | 74982.9307 | 77077.9538 | 79231.5118 | 81445.2403 | 83720.8203 | 86059.98 | 88464.4958 | 90936.1938
|  | Cooling sales revenue | HUF |  |  | 0 |  | 0 | 0 | 0 | 0 | 0 | 0 | 0 | 0 | 0 | 0 | 0 | 0 | 0 | 0 | 0 | 0 | 0 | 0 | 0 | 0 | 0 | 0 | 0
|  | Balancing services revenue | HUF |  |  | 206276.5057 |  | 0 | 0 | 0 | 8489.664 | 8659.4573 | 8832.6464 | 9009.2994 | 9189.4853 | 9373.275 | 9560.7405 | 9751.9554 | 9946.9945 | 10145.9344 | 10348.853 | 10555.8301 | 10766.9467 | 10982.2856 | 11201.9314 | 11425.97 | 11654.4894 | 11887.5792 | 12125.3308 | 12367.8374
|  | Total revenue | HUF |  |  | 1623838.1675 |  | 0 | 0 | 0 | 62359.9423 | 64034.8711 | 65755.2493 | 67522.3198 | 69337.3596 | 71201.6809 | 73116.632 | 75083.5984 | 77104.0037 | 79179.3104 | 81311.0216 | 83500.6817 | 85749.8774 | 88060.2394 | 90433.4432 | 92871.2102 | 95375.3096 | 97947.5592 | 100589.8266 | 103304.0312
Avoided Cost (Self-Supply)
|  | Self-supplied avoided fuel | MWh |  |  | 21499.2895 |  | 0 | 0 | 0 | 1095.5319 | 1093.3408 | 1091.1542 | 1088.9719 | 1086.7939 | 1084.6203 | 1082.4511 | 1080.2862 | 1078.1256 | 1075.9694 | 1073.8174 | 1071.6698 | 1069.5264 | 1067.3874 | 1065.2526 | 1063.1221 | 1060.9959 | 1058.8739 | 1056.7561 | 1054.6426
|  | Avoided fuel cost (benefit) | HUF |  |  | 1732575.3644 |  | 0 | 0 | 0 | 65841.4512 | 67681.0614 | 69572.0702 | 71515.9139 | 73514.0685 | 75568.0516 | 77679.4229 | 79849.786 | 82080.789 | 84374.1263 | 86731.5393 | 89154.8186 | 91645.8042 | 94206.388 | 96838.5144 | 99544.1825 | 102325.447 | 105184.42 | 108123.2727 | 111144.2369
Operating Costs (OPEX) |  |  |  |  | 0
|  | Electricity price (real) | cur/MWh | 120
|  | Pumping electricity price (real) | cur/MWh | 120
|  | Cleaning & fouling O&M | cur/yr | 0.005
|  | O&M general | cur/yr | 0.02
|  | Compressor replacement provision | cur/yr | 8000
|  | Heat pump electricity cost | HUF |  |  | 639130.1126 |  | 0 | 0 | 0 | 25508.5419 | 26097.1611 | 26699.3629 | 27315.4608 | 27945.7753 | 28590.6346 | 29250.3743 | 29925.3377 | 30615.8762 | 31322.349 | 32045.1241 | 32784.5774 | 33541.0938 | 34315.0672 | 35106.9003 | 35917.0053 | 36745.8037 | 37593.727 | 38461.2164 | 39348.7235
|  | Pumping electricity cost | HUF |  |  | 157895.7982 |  | 0 | 0 | 0 | 6367.248 | 6507.6082 | 6651.0625 | 6797.6791 | 6947.5277 | 7100.6796 | 7257.2076 | 7417.1862 | 7580.6913 | 7747.8007 | 7918.5939 | 8093.1521 | 8271.5582 | 8453.8972 | 8640.2556 | 8830.7222 | 9025.3874 | 9224.3439 | 9427.6861 | 9635.5108
|  | Cleaning & O&M cost | HUF |  |  | 511085.7069 |  | 0 | 0 | 0 | 18981.7526 | 19555.0015 | 20145.5625 | 20753.9585 | 21380.7281 | 22026.4261 | 22691.6241 | 23376.9112 | 24082.8939 | 24810.1973 | 25559.4652 | 26331.3611 | 27126.5682 | 27945.7906 | 28789.7534 | 29659.204 | 30554.9119 | 31477.6703 | 32428.2959 | 33407.6305 | 0
|  | Compressor provision | HUF |  |  | 235511.4636 |  | 0 | 0 | 0 | 8746.9093 | 9011.066 | 9283.2002 | 9563.5528 | 9852.3721 | 10149.9137 | 10456.4411 | 10772.2257 | 11097.5469 | 11432.6928 | 11777.9601 | 12133.6545 | 12500.0909 | 12877.5936 | 13266.4969 | 13667.1451 | 14079.8929 | 14505.1057 | 14943.1599 | 15394.4433
|  | Heat input / feedstock cost | HUF |  |  | 0 |  | 0 | 0 | 0 | 0 | 0 | 0 | 0 | 0 | 0 | 0 | 0 | 0 | 0 | 0 | 0 | 0 | 0 | 0 | 0 | 0 | 0 | 0 | 0
|  | Total operating cost | HUF |  |  | 1543623.0812 |  | 0 | 0 | 0 | 59604.4517 | 61170.8367 | 62779.1881 | 64430.6512 | 66126.4032 | 67867.6541 | 69655.6472 | 71491.6607 | 73377.0082 | 75313.0398 | 77301.1433 | 79342.745 | 81439.3111 | 83592.3486 | 85803.4064 | 88074.0766 | 90405.996 | 92800.8468 | 95260.3583 | 97786.3081
Net Operating Benefit |  |  |  |  | 0
|  | Revenue | HUF |  |  | 1623838.1675 |  | 0 | 0 | 0 | 62359.9423 | 64034.8711 | 65755.2493 | 67522.3198 | 69337.3596 | 71201.6809 | 73116.632 | 75083.5984 | 77104.0037 | 79179.3104 | 81311.0216 | 83500.6817 | 85749.8774 | 88060.2394 | 90433.4432 | 92871.2102 | 95375.3096 | 97947.5592 | 100589.8266 | 103304.0312
|  | Avoided cost (self-supply) | HUF |  |  | 1732575.3644 |  | 0 | 0 | 0 | 65841.4512 | 67681.0614 | 69572.0702 | 71515.9139 | 73514.0685 | 75568.0516 | 77679.4229 | 79849.786 | 82080.789 | 84374.1263 | 86731.5393 | 89154.8186 | 91645.8042 | 94206.388 | 96838.5144 | 99544.1825 | 102325.447 | 105184.42 | 108123.2727 | 111144.2369
|  | Less: operating costs | HUF |  |  | -1543623.0812 |  | 0 | 0 | 0 | -59604.4517 | -61170.8367 | -62779.1881 | -64430.6512 | -66126.4032 | -67867.6541 | -69655.6472 | -71491.6607 | -73377.0082 | -75313.0398 | -77301.1433 | -79342.745 | -81439.3111 | -83592.3486 | -85803.4064 | -88074.0766 | -90405.996 | -92800.8468 | -95260.3583 | -97786.3081
|  | Net operating benefit | HUF |  |  | 1812790.4507 |  | 0 | 0 | 0 | 68596.9417 | 70545.0957 | 72548.1315 | 74607.5824 | 76725.0248 | 78902.0784 | 81140.4078 | 83441.7237 | 85807.7845 | 88240.3968 | 90741.4177 | 93312.7552 | 95956.3705 | 98674.2788 | 101468.5513 | 104341.3161 | 107294.7606 | 110331.1323 | 113452.7409 | 116661.96
Operating Metrics
|  | Heat pump thermal capacity | kW | 720
|  | Capacity utilisation | % |  |  |  |  | 0% | 0% | 0% | 26.05% | 26% | 25.95% | 25.9% | 25.85% | 25.79% | 25.74% | 25.69% | 25.64% | 25.59% | 25.54% | 25.49% | 25.44% | 25.38% | 25.33% | 25.28% | 25.23% | 25.18% | 25.13% | 25.08%
|  | Heat-sold to electricity ratio | x |  |  |  |  | 0 | 0 | 0 | 4.8579 | 4.823 | 4.7885 | 4.7543 | 4.7204 | 4.6868 | 4.6535 | 4.6205 | 4.5877 | 4.5553 | 4.5231 | 4.4912 | 4.4596 | 4.4283 | 4.3972 | 4.3664 | 4.3358 | 4.3055 | 4.2755 | 4.2457
Heat Storage. Monthly Simulation (representative year)
|  | Month | [5 empty] | Jan | Feb | Mar | Apr | May | Jun | Jul | Aug | Sep | Oct | Nov | Dec
|  | Storage energy capacity | MWh | 0
|  | Peak charge/discharge (monthly) | MWh/mo | 0
|  | Standing loss | %/mo | 45.6%
|  | Round-trip efficiency | % | 90%
( standing loss is time dependent whereas round trip efficiency is fundamentally cycle dependent)
|  | Monthly surplus / (deficit) | MWh |  |  |  |  | -65.6599 | -8.6599 | 48.3401 | 162.3401 | 238.3401 | 257.3401 | 257.3401 | 257.3401 | 219.3401 | 124.3401 | 10.3401 | -71.3423
|  | Opening balance | MWh |  |  |  |  | 0 | 0 | 0 | 0 | 0 | 0 | 0 | 0 | 0 | 0 | 0 | 0
|  | Standing loss | MWh |  |  |  |  | 0 | 0 | 0 | 0 | 0 | 0 | 0 | 0 | 0 | 0 | 0 | 0
|  | Balance after loss | MWh |  |  |  |  | 0 | 0 | 0 | 0 | 0 | 0 | 0 | 0 | 0 | 0 | 0 | 0
|  | Charge | MWh |  |  |  |  | 0 | 0 | 0 | 0 | 0 | 0 | 0 | 0 | 0 | 0 | 0 | 0
|  | Discharge (gross) | MWh |  |  |  |  | 0 | 0 | 0 | 0 | 0 | 0 | 0 | 0 | 0 | 0 | 0 | 0
|  | Useful discharge (after RTE) | MWh |  |  |  |  | 0 | 0 | 0 | 0 | 0 | 0 | 0 | 0 | 0 | 0 | 0 | 0
|  | Closing balance | MWh |  |  |  |  | 0 | 0 | 0 | 0 | 0 | 0 | 0 | 0 | 0 | 0 | 0 | 0
|  | Storage value benefit (annual) |  | 0
|  | Annual useful discharge (capped by cycles/year) | MWh/yr | 14
|  | Throughput feasibility (surplus available?) |  | 1
Adsorption Cooling Production |  |  |  |  | 0
|  | Cooling module on? | Y/N | No
|  | Annual cooling demand | MWh/yr | 800
|  | Adsorption chiller COP | x | 0.55
|  | Chiller capacity | kW | 500
|  | Chiller capacity (annual) | MWh |  |  |  |  | 0 | 0 | 0 | 4380 | 4380 | 4380 | 4380 | 4380 | 4380 | 4380 | 4380 | 4380 | 4380 | 4380 | 4380 | 4380 | 4380 | 4380 | 4380 | 4380 | 4380 | 4380 | 4380
|  | Cooling delivered | MWh |  |  | 0 |  | 0 | 0 | 0 | 0 | 0 | 0 | 0 | 0 | 0 | 0 | 0 | 0 | 0 | 0 | 0 | 0 | 0 | 0 | 0 | 0 | 0 | 0 | 0
|  | Heat consumed by chiller | MWh |  |  | 0 |  | 0 | 0 | 0 | 0 | 0 | 0 | 0 | 0 | 0 | 0 | 0 | 0 | 0 | 0 | 0 | 0 | 0 | 0 | 0 | 0 | 0 | 0 | 0
|  | Cooling allocation (% of source) | % | 0
|  | Peak cooling demand (kW) |  | 500

## Financing (hidden)
|  |  |  | Sheet check | 0
Selected case: | Cascade geothermal:Base | [5 empty] | Period beginning (BoP) | 2027-01-01 | 2028-01-01 | 2029-01-01 | 2030-01-01 | 2031-01-01 | 2032-01-01 | 2033-01-01 | 2034-01-01 | 2035-01-01 | 2036-01-01 | 2037-01-01 | 2038-01-01 | 2039-01-01 | 2040-01-01 | 2041-01-01 | 2042-01-01 | 2043-01-01 | 2044-01-01 | 2045-01-01 | 2046-01-01 | 2047-01-01 | 2048-01-01 | 2049-01-01
[7 empty] | Period end (EoP) | 2027-12-31 | 2028-12-31 | 2029-12-31 | 2030-12-31 | 2031-12-31 | 2032-12-31 | 2033-12-31 | 2034-12-31 | 2035-12-31 | 2036-12-31 | 2037-12-31 | 2038-12-31 | 2039-12-31 | 2040-12-31 | 2041-12-31 | 2042-12-31 | 2043-12-31 | 2044-12-31 | 2045-12-31 | 2046-12-31 | 2047-12-31 | 2048-12-31 | 2049-12-31
[7 empty] | Year | 2027 | 2028 | 2029 | 2030 | 2031 | 2032 | 2033 | 2034 | 2035 | 2036 | 2037 | 2038 | 2039 | 2040 | 2041 | 2042 | 2043 | 2044 | 2045 | 2046 | 2047 | 2048 | 2049
[7 empty] | Period index | 0 | 1 | 2 | 3 | 4 | 5 | 6 | 7 | 8 | 9 | 10 | 11 | 12 | 13 | 14 | 15 | 16 | 17 | 18 | 19 | 20 | 21 | 22
Flags
|  | Construction period | [5 empty] | 0 | 1 | 1 | 0 | 0 | 0 | 0 | 0 | 0 | 0 | 0 | 0 | 0 | 0 | 0 | 0 | 0 | 0 | 0 | 0 | 0 | 0 | 0
|  | Operating period | [5 empty] | 0 | 0 | 0 | 1 | 1 | 1 | 1 | 1 | 1 | 1 | 1 | 1 | 1 | 1 | 1 | 1 | 1 | 1 | 1 | 1 | 1 | 1 | 1
|  | Sheet check (sources = uses) |  | 0
Sources of Funds
|  | Equity Share | EUR | 20% | 0
|  | Total capital cost (nominal) | HUF | 715407.0375 | 0
|  | Grant share | % | 30%
|  | Debt share (gearing) | % | 50%
|  | Grant funding | HUF | 214622.1113
|  | Senior debt | HUF | 357703.5188
|  | Equity | HUF | 157283.2997
|  | Check: sources = uses |  | 0
|  | Debt disbursement fee | HUF | 3577.0352
Debt Drawdown
|  | Construction spend (nominal) | HUF |  |  | 715407.0375 |  | 0 | 354161.8998 | 361245.1378 | 0 | 0 | 0 | 0 | 0 | 0 | 0 | 0 | 0 | 0 | 0 | 0 | 0 | 0 | 0 | 0 | 0 | 0 | 0 | 0
|  | Debt draw | HUF |  |  | 357703.5188 |  | 0 | 177080.9499 | 180622.5689 | 0 | 0 | 0 | 0 | 0 | 0 | 0 | 0 | 0 | 0 | 0 | 0 | 0 | 0 | 0 | 0 | 0 | 0 | 0 | 0
Repayment Flag and Term
|  | Debt term | Yrs | 15
|  | Interest rate | % | 6%
|  | Repayment flag | 1,0 |  |  |  |  | 0 | 0 | 0 | 1 | 1 | 1 | 1 | 1 | 1 | 1 | 1 | 1 | 1 | 1 | 1 | 1 | 1 | 1 | 0 | 0 | 0 | 0 | 0
|  | Operating year count (cumulative) | No |  |  |  |  | 0 | 0 | 0 | 1 | 2 | 3 | 4 | 5 | 6 | 7 | 8 | 9 | 10 | 11 | 12 | 13 | 14 | 15 | 16 | 17 | 18 | 19 | 20
Debt Schedule
0
|  | Opening balance | HUF |  |  |  |  | 0 | 0 | 177080.9499 | 357703.5188 | 342335.5869 | 326045.5792 | 308778.171 | 290474.7182 | 271073.0584 | 250507.2989 | 228707.5939 | 205599.9065 | 181105.758 | 155141.9605 | 127620.3351 | 98447.4123 | 67524.114 | 34745.4179 | 1.1642e-10 | 0 | 0 | 0 | 0
|  | Add: debt draw | HUF |  |  |  |  | 0 | 177080.9499 | 180622.5689 | 0 | 0 | 0 | 0 | 0 | 0 | 0 | 0 | 0 | 0 | 0 | 0 | 0 | 0 | 0 | 0 | 0 | 0 | 0 | 0
|  | Less: repayment | HUF |  |  |  |  | 0 | 0 | 0 | -15367.9318 | -16290.0078 | -17267.4082 | -18303.4527 | -19401.6599 | -20565.7595 | -21799.705 | -23107.6873 | -24494.1486 | -25963.7975 | -27521.6253 | -29172.9229 | -30923.2982 | -32778.6961 | -34745.4179 | -1.1642e-10 | 0 | 0 | 0 | 0
|  | Closing balance | HUF |  |  |  |  | 0 | 177080.9499 | 357703.5188 | 342335.5869 | 326045.5792 | 308778.171 | 290474.7182 | 271073.0584 | 250507.2989 | 228707.5939 | 205599.9065 | 181105.758 | 155141.9605 | 127620.3351 | 98447.4123 | 67524.114 | 34745.4179 | 1.1642e-10 | 0 | 0 | 0 | 0 | 0
|  | Check: debt repaid at term end |  | 0
Interest
|  | Average debt balance | HUF |  |  |  |  | 0 | 0 | 177080.9499 | 357703.5188 | 342335.5869 | 326045.5792 | 308778.171 | 290474.7182 | 271073.0584 | 250507.2989 | 228707.5939 | 205599.9065 | 181105.758 | 155141.9605 | 127620.3351 | 98447.4123 | 67524.114 | 34745.4179 | 1.1642e-10 | 0 | 0 | 0 | 0
|  | Interest incurred | HUF |  |  | 205373.4828 |  | 0 | 0 | 10624.857 | 21462.2111 | 20540.1352 | 19562.7348 | 18526.6903 | 17428.4831 | 16264.3835 | 15030.4379 | 13722.4556 | 12335.9944 | 10866.3455 | 9308.5176 | 7657.2201 | 5906.8447 | 4051.4468 | 2084.7251 | 6.9849e-12 | 0 | 0 | 0 | 0
|  | Interest paid from equity (construction) | HUF |  |  | 10624.857 |  | 0 | 0 | 10624.857 | 0 | 0 | 0 | 0 | 0 | 0 | 0 | 0 | 0 | 0 | 0 | 0 | 0 | 0 | 0 | 0 | 0 | 0 | 0 | 0
|  | Interest paid from operations | HUF |  |  | 194748.6258 |  | 0 | 0 | 0 | 21462.2111 | 20540.1352 | 19562.7348 | 18526.6903 | 17428.4831 | 16264.3835 | 15030.4379 | 13722.4556 | 12335.9944 | 10866.3455 | 9308.5176 | 7657.2201 | 5906.8447 | 4051.4468 | 2084.7251 | 6.9849e-12 | 0 | 0 | 0 | 0
|  | Debt disbursement fee (funded by equity) | EUR |  |  | 3577.0352 |  | 0 | 1770.8095 | 1806.2257 | 0 | 0 | 0 | 0 | 0 | 0 | 0 | 0 | 0 | 0 | 0 | 0 | 0 | 0 | 0 | 0 | 0 | 0 | 0 | 0
Repayment
|  | Debt repayment | HUF |  |  | 357703.5188 |  | 0 | 0 | 0 | 15367.9318 | 16290.0078 | 17267.4082 | 18303.4527 | 19401.6599 | 20565.7595 | 21799.705 | 23107.6873 | 24494.1486 | 25963.7975 | 27521.6253 | 29172.9229 | 30923.2982 | 32778.6961 | 34745.4179 | 1.1642e-10 | 0 | 0 | 0 | 0
|  | Constant annuity (PMT) | HUF | 36830.143
|  | Equal principal | HUF | 23846.9013
Debt Service Cover Ratio (DSCR)
|  | Cashflow available for debt service (CFADS) | HUF |  |  |  |  | 0 | 0 | 0 | 68596.9417 | 70545.0957 | 72548.1315 | 74607.5824 | 76725.0248 | 78902.0784 | 81140.4078 | 83441.7237 | 85807.7845 | 88240.3968 | 88103.32 | 86731.8698 | 88754.4033 | 90880.2161 | 93101.6006 | 95412.6727 | 98007.8921 | 100697.0584 | 103478.5766 | 106351.6495
|  | Debt service (principal + interest) | HUF |  |  |  |  | 0 | 0 | 0 | 36830.143 | 36830.143 | 36830.143 | 36830.143 | 36830.143 | 36830.143 | 36830.143 | 36830.143 | 36830.143 | 36830.143 | 36830.143 | 36830.143 | 36830.143 | 36830.143 | 36830.143 | 1.234e-10 | 0 | 0 | 0 | 0
|  | DSCR | [5 empty] | 0 | 0 | 0 | 1.8625 | 1.9154 | 1.9698 | 2.0257 | 2.0832 | 2.1423 | 2.2031 | 2.2656 | 2.3298 | 2.3959 | 2.3922 | 2.3549 | 2.4098 | 2.4675 | 2.5279 | 0 | 0 | 0 | 0 | 0
|  | Minimum DSCR covenant |  | 1.3
|  | Minimum DSCR achieved |  | 1.8625
|  | Average DSCR | x | 2.223
|  | DSCR covenant flag (1 = below covenant, review gearing) |  | 0
|  | Check: debt fully repaid by term end |  | 0
Funding Waterfall (Sources by Period)
0
|  | Capex spend (nominal) | HUF |  |  | 715407.0375 |  | 0 | 354161.8998 | 361245.1378 | 0 | 0 | 0 | 0 | 0 | 0 | 0 | 0 | 0 | 0 | 0 | 0 | 0 | 0 | 0 | 0 | 0 | 0 | 0 | 0
|  | Grant draw | HUF |  |  | 214622.1113 |  | 0 | 106248.5699 | 108373.5413 | 0 | 0 | 0 | 0 | 0 | 0 | 0 | 0 | 0 | 0 | 0 | 0 | 0 | 0 | 0 | 0 | 0 | 0 | 0 | 0
|  | Debt draw | HUF |  |  | 357703.5188 |  | 0 | 177080.9499 | 180622.5689 | 0 | 0 | 0 | 0 | 0 | 0 | 0 | 0 | 0 | 0 | 0 | 0 | 0 | 0 | 0 | 0 | 0 | 0 | 0 | 0
|  | Equity draw (incl. construction interest) | HUF |  |  | 157283.2997 |  | 0 | 72603.1895 | 84680.1102 | 0 | 0 | 0 | 0 | 0 | 0 | 0 | 0 | 0 | 0 | 0 | 0 | 0 | 0 | 0 | 0 | 0 | 0 | 0 | 0
|  | Total sources | HUF |  |  | 729608.9297 |  | 0 | 355932.7093 | 373676.2205 | 0 | 0 | 0 | 0 | 0 | 0 | 0 | 0 | 0 | 0 | 0 | 0 | 0 | 0 | 0 | 0 | 0 | 0 | 0 | 0
|  | Total uses (spend + equity-funded interest) | HUF |  |  | 729608.9297 |  | 0 | 355932.7093 | 373676.2205 | 0 | 0 | 0 | 0 | 0 | 0 | 0 | 0 | 0 | 0 | 0 | 0 | 0 | 0 | 0 | 0 | 0 | 0 | 0 | 0
|  | Check: sources = uses (per period) |  |  |  | 0 |  | 0 | 0 | 0 | 0 | 0 | 0 | 0 | 0 | 0 | 0 | 0 | 0 | 0 | 0 | 0 | 0 | 0 | 0 | 0 | 0 | 0 | 0 | 0

## Depreciation (hidden)
|  |  |  | Sheet check | 0
Selected case: | Cascade geothermal:Base | [5 empty] | Period beginning (BoP) | 2027-01-01 | 2028-01-01 | 2029-01-01 | 2030-01-01 | 2031-01-01 | 2032-01-01 | 2033-01-01 | 2034-01-01 | 2035-01-01 | 2036-01-01 | 2037-01-01 | 2038-01-01 | 2039-01-01 | 2040-01-01 | 2041-01-01 | 2042-01-01 | 2043-01-01 | 2044-01-01 | 2045-01-01 | 2046-01-01 | 2047-01-01 | 2048-01-01 | 2049-01-01
[7 empty] | Period end (EoP) | 2027-12-31 | 2028-12-31 | 2029-12-31 | 2030-12-31 | 2031-12-31 | 2032-12-31 | 2033-12-31 | 2034-12-31 | 2035-12-31 | 2036-12-31 | 2037-12-31 | 2038-12-31 | 2039-12-31 | 2040-12-31 | 2041-12-31 | 2042-12-31 | 2043-12-31 | 2044-12-31 | 2045-12-31 | 2046-12-31 | 2047-12-31 | 2048-12-31 | 2049-12-31
[7 empty] | Year | 2027 | 2028 | 2029 | 2030 | 2031 | 2032 | 2033 | 2034 | 2035 | 2036 | 2037 | 2038 | 2039 | 2040 | 2041 | 2042 | 2043 | 2044 | 2045 | 2046 | 2047 | 2048 | 2049
[7 empty] | Period index | 0 | 1 | 2 | 3 | 4 | 5 | 6 | 7 | 8 | 9 | 10 | 11 | 12 | 13 | 14 | 15 | 16 | 17 | 18 | 19 | 20 | 21 | 22
Flags
|  | Operating period | [5 empty] | 0 | 0 | 0 | 1 | 1 | 1 | 1 | 1 | 1 | 1 | 1 | 1 | 1 | 1 | 1 | 1 | 1 | 1 | 1 | 1 | 1 | 1 | 1
|  | Sheet check (additions tie to CAPEX) |  |  |  | 0
Rotating & mechanical equipment |  |  |  |  | 0
|  | Asset capital cost | HUF | 252000
|  | Useful life | years | 15
|  | Add: capex additions | HUF |  |  | 259610.4 |  | 0 | 128520 | 131090.4 | 0 | 0 | 0 | 0 | 0 | 0 | 0 | 0 | 0 | 0 | 0 | 0 | 0 | 0 | 0 | 0 | 0 | 0 | 0 | 0
|  | Annual depreciation charge | HUF | 17307.36
|  | Opening book value | HUF |  |  |  |  | 0 | 0 | 128520 | 259610.4 | 242303.04 | 224995.68 | 207688.32 | 190380.96 | 173073.6 | 155766.24 | 138458.88 | 121151.52 | 103844.16 | 86536.8 | 69229.44 | 51922.08 | 34614.72 | 17307.36 | 5.8208e-11 | 0 | 0 | 0 | 0
|  | Less: depreciation | HUF |  |  | -259610.4 |  | 0 | 0 | 0 | -17307.36 | -17307.36 | -17307.36 | -17307.36 | -17307.36 | -17307.36 | -17307.36 | -17307.36 | -17307.36 | -17307.36 | -17307.36 | -17307.36 | -17307.36 | -17307.36 | -17307.36 | -5.8208e-11 | 0 | 0 | 0 | 0
|  | Closing book value | HUF |  |  |  |  | 0 | 128520 | 259610.4 | 242303.04 | 224995.68 | 207688.32 | 190380.96 | 173073.6 | 155766.24 | 138458.88 | 121151.52 | 103844.16 | 86536.8 | 69229.44 | 51922.08 | 34614.72 | 17307.36 | 5.8208e-11 | 0 | 0 | 0 | 0 | 0
Thermal & electrical plant |  |  |  |  | 0
|  | Asset capital cost | HUF | 84004.32
|  | Useful life | years | 20
|  | Add: capex additions | HUF |  |  | 86541.2505 |  | 0 | 42842.2032 | 43699.0473 | 0 | 0 | 0 | 0 | 0 | 0 | 0 | 0 | 0 | 0 | 0 | 0 | 0 | 0 | 0 | 0 | 0 | 0 | 0 | 0
|  | Annual depreciation charge | HUF | 4327.0625
|  | Opening book value | HUF |  |  |  |  | 0 | 0 | 42842.2032 | 86541.2505 | 82214.1879 | 77887.1254 | 73560.0629 | 69233.0004 | 64905.9378 | 60578.8753 | 56251.8128 | 51924.7503 | 47597.6878 | 43270.6252 | 38943.5627 | 34616.5002 | 30289.4377 | 25962.3751 | 21635.3126 | 17308.2501 | 12981.1876 | 8654.125 | 4327.0625
|  | Less: depreciation | HUF |  |  | -86541.2505 |  | 0 | 0 | 0 | -4327.0625 | -4327.0625 | -4327.0625 | -4327.0625 | -4327.0625 | -4327.0625 | -4327.0625 | -4327.0625 | -4327.0625 | -4327.0625 | -4327.0625 | -4327.0625 | -4327.0625 | -4327.0625 | -4327.0625 | -4327.0625 | -4327.0625 | -4327.0625 | -4327.0625 | -4327.0625
|  | Closing book value | HUF |  |  |  |  | 0 | 42842.2032 | 86541.2505 | 82214.1879 | 77887.1254 | 73560.0629 | 69233.0004 | 64905.9378 | 60578.8753 | 56251.8128 | 51924.7503 | 47597.6878 | 43270.6252 | 38943.5627 | 34616.5002 | 30289.4377 | 25962.3751 | 21635.3126 | 17308.2501 | 12981.1876 | 8654.125 | 4327.0625 | 0
Solar PV |  |  |  |  | 0
|  | Asset capital cost | HUF | 80000
|  | Useful life | years | 25
|  | Add: capex additions | HUF |  |  | 82416 |  | 0 | 40800 | 41616 | 0 | 0 | 0 | 0 | 0 | 0 | 0 | 0 | 0 | 0 | 0 | 0 | 0 | 0 | 0 | 0 | 0 | 0 | 0 | 0
|  | Annual depreciation charge | HUF | 3296.64
|  | Opening book value | HUF |  |  |  |  | 0 | 0 | 40800 | 82416 | 79119.36 | 75822.72 | 72526.08 | 69229.44 | 65932.8 | 62636.16 | 59339.52 | 56042.88 | 52746.24 | 49449.6 | 46152.96 | 42856.32 | 39559.68 | 36263.04 | 32966.4 | 29669.76 | 26373.12 | 23076.48 | 19779.84
|  | Less: depreciation | HUF |  |  | -65932.8 |  | 0 | 0 | 0 | -3296.64 | -3296.64 | -3296.64 | -3296.64 | -3296.64 | -3296.64 | -3296.64 | -3296.64 | -3296.64 | -3296.64 | -3296.64 | -3296.64 | -3296.64 | -3296.64 | -3296.64 | -3296.64 | -3296.64 | -3296.64 | -3296.64 | -3296.64
|  | Closing book value | HUF |  |  |  |  | 0 | 40800 | 82416 | 79119.36 | 75822.72 | 72526.08 | 69229.44 | 65932.8 | 62636.16 | 59339.52 | 56042.88 | 52746.24 | 49449.6 | 46152.96 | 42856.32 | 39559.68 | 36263.04 | 32966.4 | 29669.76 | 26373.12 | 23076.48 | 19779.84 | 16483.2
Civil works & pipework |  |  |  |  | 0
|  | Asset capital cost | HUF | 172500
|  | Useful life | years | 40
|  | Add: capex additions | HUF |  |  | 177709.5 |  | 0 | 87975 | 89734.5 | 0 | 0 | 0 | 0 | 0 | 0 | 0 | 0 | 0 | 0 | 0 | 0 | 0 | 0 | 0 | 0 | 0 | 0 | 0 | 0
|  | Annual depreciation charge | HUF | 4442.7375
|  | Opening book value | HUF |  |  |  |  | 0 | 0 | 87975 | 177709.5 | 173266.7625 | 168824.025 | 164381.2875 | 159938.55 | 155495.8125 | 151053.075 | 146610.3375 | 142167.6 | 137724.8625 | 133282.125 | 128839.3875 | 124396.65 | 119953.9125 | 115511.175 | 111068.4375 | 106625.7 | 102182.9625 | 97740.225 | 93297.4875
|  | Less: depreciation | HUF |  |  | -88854.75 |  | 0 | 0 | 0 | -4442.7375 | -4442.7375 | -4442.7375 | -4442.7375 | -4442.7375 | -4442.7375 | -4442.7375 | -4442.7375 | -4442.7375 | -4442.7375 | -4442.7375 | -4442.7375 | -4442.7375 | -4442.7375 | -4442.7375 | -4442.7375 | -4442.7375 | -4442.7375 | -4442.7375 | -4442.7375
|  | Closing book value | HUF |  |  |  |  | 0 | 87975 | 177709.5 | 173266.7625 | 168824.025 | 164381.2875 | 159938.55 | 155495.8125 | 151053.075 | 146610.3375 | 142167.6 | 137724.8625 | 133282.125 | 128839.3875 | 124396.65 | 119953.9125 | 115511.175 | 111068.4375 | 106625.7 | 102182.9625 | 97740.225 | 93297.4875 | 88854.75
Capitalised soft costs |  |  |  |  | 0
|  | Asset capital cost | HUF | 105930.7776
|  | Useful life | years | 25
|  | Add: capex additions | HUF |  |  | 123331.7793 |  | 0 | 55795.5061 | 67536.2732 | 0 | 0 | 0 | 0 | 0 | 0 | 0 | 0 | 0 | 0 | 0 | 0 | 0 | 0 | 0 | 0 | 0 | 0 | 0 | 0
|  | Annual depreciation charge | HUF | 4933.2712
|  | Opening book value | HUF |  |  |  |  | 0 | 0 | 55795.5061 | 123331.7793 | 118398.5081 | 113465.2369 | 108531.9658 | 103598.6946 | 98665.4234 | 93732.1522 | 88798.8811 | 83865.6099 | 78932.3387 | 73999.0676 | 69065.7964 | 64132.5252 | 59199.254 | 54265.9829 | 49332.7117 | 44399.4405 | 39466.1694 | 34532.8982 | 29599.627
|  | Less: depreciation | HUF |  |  | -98665.4234 |  | 0 | 0 | 0 | -4933.2712 | -4933.2712 | -4933.2712 | -4933.2712 | -4933.2712 | -4933.2712 | -4933.2712 | -4933.2712 | -4933.2712 | -4933.2712 | -4933.2712 | -4933.2712 | -4933.2712 | -4933.2712 | -4933.2712 | -4933.2712 | -4933.2712 | -4933.2712 | -4933.2712 | -4933.2712
|  | Closing book value | HUF |  |  |  |  | 0 | 55795.5061 | 123331.7793 | 118398.5081 | 113465.2369 | 108531.9658 | 103598.6946 | 98665.4234 | 93732.1522 | 88798.8811 | 83865.6099 | 78932.3387 | 73999.0676 | 69065.7964 | 64132.5252 | 59199.254 | 54265.9829 | 49332.7117 | 44399.4405 | 39466.1694 | 34532.8982 | 29599.627 | 24666.3559
Depreciation Summary (to Financial Statements)
|  | Total capex additions | HUF |  |  | 729608.9297 |  | 0 | 355932.7093 | 373676.2205 | 0 | 0 | 0 | 0 | 0 | 0 | 0 | 0 | 0 | 0 | 0 | 0 | 0 | 0 | 0 | 0 | 0 | 0 | 0 | 0
|  | Total annual depreciation | HUF |  |  | -599604.6239 |  | 0 | 0 | 0 | -34307.0712 | -34307.0712 | -34307.0712 | -34307.0712 | -34307.0712 | -34307.0712 | -34307.0712 | -34307.0712 | -34307.0712 | -34307.0712 | -34307.0712 | -34307.0712 | -34307.0712 | -34307.0712 | -34307.0712 | -16999.7112 | -16999.7112 | -16999.7112 | -16999.7112 | -16999.7112
|  | Total net book value (end of period) | HUF |  |  |  |  | 0 | 355932.7093 | 729608.9297 | 695301.8585 | 660994.7873 | 626687.7161 | 592380.645 | 558073.5738 | 523766.5026 | 489459.4314 | 455152.3602 | 420845.289 | 386538.2178 | 352231.1466 | 317924.0754 | 283617.0042 | 249309.933 | 215002.8618 | 198003.1506 | 181003.4394 | 164003.7282 | 147004.017 | 130004.3059
|  | Accumulated depreciation | HUF |  |  |  |  | 0 | 0 | 0 | 34307.0712 | 68614.1424 | 102921.2136 | 137228.2848 | 171535.356 | 205842.4272 | 240149.4984 | 274456.5696 | 308763.6407 | 343070.7119 | 377377.7831 | 411684.8543 | 445991.9255 | 480298.9967 | 514606.0679 | 531605.7791 | 548605.4903 | 565605.2015 | 582604.9127 | 599604.6239

## Tax (hidden)
|  |  |  | Sheet check | 0
Selected case: | Cascade geothermal:Base | [5 empty] | Period beginning (BoP) | 2027-01-01 | 2028-01-01 | 2029-01-01 | 2030-01-01 | 2031-01-01 | 2032-01-01 | 2033-01-01 | 2034-01-01 | 2035-01-01 | 2036-01-01 | 2037-01-01 | 2038-01-01 | 2039-01-01 | 2040-01-01 | 2041-01-01 | 2042-01-01 | 2043-01-01 | 2044-01-01 | 2045-01-01 | 2046-01-01 | 2047-01-01 | 2048-01-01 | 2049-01-01
[7 empty] | Period end (EoP) | 2027-12-31 | 2028-12-31 | 2029-12-31 | 2030-12-31 | 2031-12-31 | 2032-12-31 | 2033-12-31 | 2034-12-31 | 2035-12-31 | 2036-12-31 | 2037-12-31 | 2038-12-31 | 2039-12-31 | 2040-12-31 | 2041-12-31 | 2042-12-31 | 2043-12-31 | 2044-12-31 | 2045-12-31 | 2046-12-31 | 2047-12-31 | 2048-12-31 | 2049-12-31
[7 empty] | Year | 2027 | 2028 | 2029 | 2030 | 2031 | 2032 | 2033 | 2034 | 2035 | 2036 | 2037 | 2038 | 2039 | 2040 | 2041 | 2042 | 2043 | 2044 | 2045 | 2046 | 2047 | 2048 | 2049
[7 empty] | Period index | 0 | 1 | 2 | 3 | 4 | 5 | 6 | 7 | 8 | 9 | 10 | 11 | 12 | 13 | 14 | 15 | 16 | 17 | 18 | 19 | 20 | 21 | 22
Flags
|  | Construction period | [5 empty] | 0 | 1 | 1 | 0 | 0 | 0 | 0 | 0 | 0 | 0 | 0 | 0 | 0 | 0 | 0 | 0 | 0 | 0 | 0 | 0 | 0 | 0 | 0
|  | Operating period | [5 empty] | 0 | 0 | 0 | 1 | 1 | 1 | 1 | 1 | 1 | 1 | 1 | 1 | 1 | 1 | 1 | 1 | 1 | 1 | 1 | 1 | 1 | 1 | 1
|  | Sheet check (EBT identity) |  | 0
Earnings Before Tax |  |  |  |  | 0
|  | Net operating benefit | HUF |  |  | 1812790.4507 |  | 0 | 0 | 0 | 68596.9417 | 70545.0957 | 72548.1315 | 74607.5824 | 76725.0248 | 78902.0784 | 81140.4078 | 83441.7237 | 85807.7845 | 88240.3968 | 90741.4177 | 93312.7552 | 95956.3705 | 98674.2788 | 101468.5513 | 104341.3161 | 107294.7606 | 110331.1323 | 113452.7409 | 116661.96
|  | Less: depreciation | HUF |  |  | -721197.1115 |  | 0 | 0 | 0 | -145921.7859 | -116737.4288 | -93389.943 | -74711.9544 | -59769.5635 | -47815.6508 | -38252.5207 | -30602.0165 | -24481.6132 | -19585.2906 | -15668.2325 | -12534.586 | -10027.6688 | -8022.135 | -6417.708 | -5134.1664 | -4107.3331 | -3285.8665 | -2628.6932 | -2102.9546
|  | Less: interest (operations) | HUF |  |  | -194748.6258 |  | 0 | 0 | 0 | -21462.2111 | -20540.1352 | -19562.7348 | -18526.6903 | -17428.4831 | -16264.3835 | -15030.4379 | -13722.4556 | -12335.9944 | -10866.3455 | -9308.5176 | -7657.2201 | -5906.8447 | -4051.4468 | -2084.7251 | -6.9849e-12 | 0 | 0 | 0 | 0
|  | Earnings before tax (EBT) | HUF |  |  | 896844.7134 |  | 0 | 0 | 0 | -98787.0553 | -66732.4682 | -40404.5463 | -18631.0622 | -473.0218 | 14822.0441 | 27857.4492 | 39117.2516 | 48990.1769 | 57788.7608 | 65764.6676 | 73120.9491 | 80021.8569 | 86600.6969 | 92966.1182 | 99207.1497 | 103187.4275 | 107045.2658 | 110824.0477 | 114559.0054
Tax Loss Carryforward
|  | Carryforward allowed? |  | Yes
|  | Opening tax loss | HUF |  |  |  |  | 0 | 0 | 0 | 0 | 98787.0553 | 165519.5236 | 205924.0699 | 224555.1321 | 225028.1539 | 210206.1098 | 182348.6607 | 143231.4091 | 94241.2322 | 36452.4714 | 0 | 0 | 0 | 0 | 0 | 0 | 0 | 0 | 0
|  | Add: current-year loss | HUF |  |  |  |  | 0 | 0 | 0 | 98787.0553 | 66732.4682 | 40404.5463 | 18631.0622 | 473.0218 | 0 | 0 | 0 | 0 | 0 | 0 | 0 | 0 | 0 | 0 | 0 | 0 | 0 | 0 | 0
|  | Less: loss utilised | HUF |  |  |  |  | 0 | 0 | 0 | 0 | 0 | 0 | 0 | 0 | -14822.0441 | -27857.4492 | -39117.2516 | -48990.1769 | -57788.7608 | -36452.4714 | 0 | 0 | 0 | 0 | 0 | 0 | 0 | 0 | 0
|  | Closing tax loss | HUF |  |  |  |  | 0 | 0 | 0 | 98787.0553 | 165519.5236 | 205924.0699 | 224555.1321 | 225028.1539 | 210206.1098 | 182348.6607 | 143231.4091 | 94241.2322 | 36452.4714 | 0 | 0 | 0 | 0 | 0 | 0 | 0 | 0 | 0 | 0
Corporate Tax
|  | Corporate tax rate | % | 9%
|  | Taxable income | HUF |  |  | 896844.7134 |  | 0 | 0 | 0 | 0 | 0 | 0 | 0 | 0 | 0 | 0 | 0 | 0 | 0 | 29312.1962 | 73120.9491 | 80021.8569 | 86600.6969 | 92966.1182 | 99207.1497 | 103187.4275 | 107045.2658 | 110824.0477 | 114559.0054
|  | Corporate tax charge | HUF |  |  | -80716.0242 |  | 0 | 0 | 0 | 0 | 0 | 0 | 0 | 0 | 0 | 0 | 0 | 0 | 0 | -2638.0977 | -6580.8854 | -7201.9671 | -7794.0627 | -8366.9506 | -8928.6435 | -9286.8685 | -9634.0739 | -9974.1643 | -10310.3105
|  | Profit after tax | HUF |  |  | 816128.6892 |  | 0 | 0 | 0 | -98787.0553 | -66732.4682 | -40404.5463 | -18631.0622 | -473.0218 | 14822.0441 | 27857.4492 | 39117.2516 | 48990.1769 | 57788.7608 | 63126.5699 | 66540.0637 | 72819.8898 | 78806.6342 | 84599.1675 | 90278.5062 | 93900.559 | 97411.1919 | 100849.8834 | 104248.6949

## FS
|  |  |  | Sheet check | 0
Selected case: | Cascade geothermal:Base | [5 empty] | Period beginning (BoP) | 2027-01-01 | 2028-01-01 | 2029-01-01 | 2030-01-01 | 2031-01-01 | 2032-01-01 | 2033-01-01 | 2034-01-01 | 2035-01-01 | 2036-01-01 | 2037-01-01 | 2038-01-01 | 2039-01-01 | 2040-01-01 | 2041-01-01 | 2042-01-01 | 2043-01-01 | 2044-01-01 | 2045-01-01 | 2046-01-01 | 2047-01-01 | 2048-01-01 | 2049-01-01
[7 empty] | Period end (EoP) | 2027-12-31 | 2028-12-31 | 2029-12-31 | 2030-12-31 | 2031-12-31 | 2032-12-31 | 2033-12-31 | 2034-12-31 | 2035-12-31 | 2036-12-31 | 2037-12-31 | 2038-12-31 | 2039-12-31 | 2040-12-31 | 2041-12-31 | 2042-12-31 | 2043-12-31 | 2044-12-31 | 2045-12-31 | 2046-12-31 | 2047-12-31 | 2048-12-31 | 2049-12-31
[7 empty] | Year | 2027 | 2028 | 2029 | 2030 | 2031 | 2032 | 2033 | 2034 | 2035 | 2036 | 2037 | 2038 | 2039 | 2040 | 2041 | 2042 | 2043 | 2044 | 2045 | 2046 | 2047 | 2048 | 2049
[7 empty] | Period index | 0 | 1 | 2 | 3 | 4 | 5 | 6 | 7 | 8 | 9 | 10 | 11 | 12 | 13 | 14 | 15 | 16 | 17 | 18 | 19 | 20 | 21 | 22
Flags
|  | Operating period | [5 empty] | 0 | 0 | 0 | 1 | 1 | 1 | 1 | 1 | 1 | 1 | 1 | 1 | 1 | 1 | 1 | 1 | 1 | 1 | 1 | 1 | 1 | 1 | 1
|  | Sheet check (balance sheet balances) |  | 0
Income Statement
|  | Revenue (heat/cooling sales) | HUF |  |  |  |  | 0 | 0 | 0 | 62359.9423 | 64034.8711 | 65755.2493 | 67522.3198 | 69337.3596 | 71201.6809 | 73116.632 | 75083.5984 | 77104.0037 | 79179.3104 | 81311.0216 | 83500.6817 | 85749.8774 | 88060.2394 | 90433.4432 | 92871.2102 | 95375.3096 | 97947.5592 | 100589.8266 | 103304.0312
|  | Avoided cost (self-supply benefit) | HUF |  |  |  |  | 0 | 0 | 0 | 65841.4512 | 67681.0614 | 69572.0702 | 71515.9139 | 73514.0685 | 75568.0516 | 77679.4229 | 79849.786 | 82080.789 | 84374.1263 | 86731.5393 | 89154.8186 | 91645.8042 | 94206.388 | 96838.5144 | 99544.1825 | 102325.447 | 105184.42 | 108123.2727 | 111144.2369
|  | Operating expenses | HUF |  |  |  |  | 0 | 0 | 0 | -59604.4517 | -61170.8367 | -62779.1881 | -64430.6512 | -66126.4032 | -67867.6541 | -69655.6472 | -71491.6607 | -73377.0082 | -75313.0398 | -77301.1433 | -79342.745 | -81439.3111 | -83592.3486 | -85803.4064 | -88074.0766 | -90405.996 | -92800.8468 | -95260.3583 | -97786.3081
|  | EBITDA | HUF |  |  |  |  | 0 | 0 | 0 | 68596.9417 | 70545.0957 | 72548.1315 | 74607.5824 | 76725.0248 | 78902.0784 | 81140.4078 | 83441.7237 | 85807.7845 | 88240.3968 | 90741.4177 | 93312.7552 | 95956.3705 | 98674.2788 | 101468.5513 | 104341.3161 | 107294.7606 | 110331.1323 | 113452.7409 | 116661.96
|  | Depreciation | HUF |  |  |  |  | 0 | 0 | 0 | -34307.0712 | -34307.0712 | -34307.0712 | -34307.0712 | -34307.0712 | -34307.0712 | -34307.0712 | -34307.0712 | -34307.0712 | -34307.0712 | -34307.0712 | -34307.0712 | -34307.0712 | -34307.0712 | -34307.0712 | -16999.7112 | -16999.7112 | -16999.7112 | -16999.7112 | -16999.7112
|  | Grant income amortisation | HUF | 30% |  |  |  | 0 | 0 | 0 | 10292.1214 | 10292.1214 | 10292.1214 | 10292.1214 | 10292.1214 | 10292.1214 | 10292.1214 | 10292.1214 | 10292.1214 | 10292.1214 | 10292.1214 | 10292.1214 | 10292.1214 | 10292.1214 | 10292.1214 | 5099.9134 | 5099.9134 | 5099.9134 | 5099.9134 | 5099.9134
|  | Interest expense | HUF |  |  |  |  | 0 | 0 | 0 | -21462.2111 | -20540.1352 | -19562.7348 | -18526.6903 | -17428.4831 | -16264.3835 | -15030.4379 | -13722.4556 | -12335.9944 | -10866.3455 | -9308.5176 | -7657.2201 | -5906.8447 | -4051.4468 | -2084.7251 | -6.9849e-12 | 0 | 0 | 0 | 0
|  | Earnings before tax (EBT) | HUF |  |  |  |  | 0 | 0 | 0 | 23119.7808 | 25990.0107 | 28970.4469 | 32065.9424 | 35281.5919 | 38622.745 | 42095.02 | 45704.3183 | 49456.8403 | 53359.1015 | 57417.9502 | 61640.5852 | 66034.5759 | 70607.8821 | 75368.8763 | 92441.5183 | 95394.9628 | 98431.3345 | 101552.9431 | 104762.1622
|  | Corporate tax | HUF |  |  |  |  | 0 | 0 | 0 | -10045.3243 | -7418.7322 | -5317.4585 | -3636.4395 | -2291.6243 | -1215.7722 | -355.0905 | 333.4549 | 884.2912 | 1324.9603 | -960.6022 | -4621.3617 | -5016.8209 | -5428.4185 | -5856.9079 | -7860.7444 | -8126.5544 | -8399.8279 | -8680.7727 | -8969.6024
|  | Net income | HUF |  |  |  |  | 0 | 0 | 0 | 13074.4564 | 18571.2785 | 23652.9884 | 28429.5029 | 32989.9676 | 37406.9729 | 41739.9295 | 46037.7732 | 50341.1315 | 54684.0618 | 56457.348 | 57019.2235 | 61017.755 | 65179.4636 | 69511.9684 | 84580.7739 | 87268.4083 | 90031.5066 | 92872.1704 | 95792.5598
Cash Flow Statement
|  | Net income | HUF |  |  |  |  | 0 | 0 | 0 | 13074.4564 | 18571.2785 | 23652.9884 | 28429.5029 | 32989.9676 | 37406.9729 | 41739.9295 | 46037.7732 | 50341.1315 | 54684.0618 | 56457.348 | 57019.2235 | 61017.755 | 65179.4636 | 69511.9684 | 84580.7739 | 87268.4083 | 90031.5066 | 92872.1704 | 95792.5598
|  | Add back: depreciation | HUF |  |  |  |  | 0 | 0 | 0 | 34307.0712 | 34307.0712 | 34307.0712 | 34307.0712 | 34307.0712 | 34307.0712 | 34307.0712 | 34307.0712 | 34307.0712 | 34307.0712 | 34307.0712 | 34307.0712 | 34307.0712 | 34307.0712 | 34307.0712 | 16999.7112 | 16999.7112 | 16999.7112 | 16999.7112 | 16999.7112
|  | Less: non-cash grant income | HUF |  |  |  |  | 0 | 0 | 0 | -10292.1214 | -10292.1214 | -10292.1214 | -10292.1214 | -10292.1214 | -10292.1214 | -10292.1214 | -10292.1214 | -10292.1214 | -10292.1214 | -10292.1214 | -10292.1214 | -10292.1214 | -10292.1214 | -10292.1214 | -5099.9134 | -5099.9134 | -5099.9134 | -5099.9134 | -5099.9134
|  | Operating cash flow | HUF |  |  |  |  | 0 | 0 | 0 | 46908.2519 | 49996.0391 | 52976.189 | 56071.3902 | 59286.7373 | 62627.5795 | 66099.5349 | 69708.5049 | 73460.6895 | 77362.6041 | 78782.999 | 79062.4805 | 82835.0137 | 86815.8384 | 91003.5485 | 95398.9387 | 97993.7404 | 100682.4777 | 103463.5556 | 106336.1765
|  | Less: CAPEX | HUF |  |  |  |  | 0 | -355932.7093 | -373676.2205 | 0 | 0 | 0 | 0 | 0 | 0 | 0 | 0 | 0 | 0 | 0 | 0 | 0 | 0 | 0 | 0 | 0 | 0 | 0 | 0
|  | Grant received | HUF |  |  |  |  | 0 | 106248.5699 | 108373.5413 | 0 | 0 | 0 | 0 | 0 | 0 | 0 | 0 | 0 | 0 | 0 | 0 | 0 | 0 | 0 | 0 | 0 | 0 | 0 | 0
|  | Debt drawn | HUF |  |  |  |  | 0 | 177080.9499 | 180622.5689 | 0 | 0 | 0 | 0 | 0 | 0 | 0 | 0 | 0 | 0 | 0 | 0 | 0 | 0 | 0 | 0 | 0 | 0 | 0 | 0
|  | Equity injected | HUF |  |  |  |  | 0 | 72603.1895 | 84680.1102 | 0 | 0 | 0 | 0 | 0 | 0 | 0 | 0 | 0 | 0 | 0 | 0 | 0 | 0 | 0 | 0 | 0 | 0 | 0 | 0
|  | Less: debt repayment | HUF |  |  |  |  | 0 | 0 | 0 | -15367.9318 | -16290.0078 | -17267.4082 | -18303.4527 | -19401.6599 | -20565.7595 | -21799.705 | -23107.6873 | -24494.1486 | -25963.7975 | -27521.6253 | -29172.9229 | -30923.2982 | -32778.6961 | -34745.4179 | -1.1642e-10 | 0 | 0 | 0 | 0
|  | Net cash flow | HUF |  |  |  |  | 0 | 0 | -1.4552e-11 | 31540.3201 | 33706.0314 | 35708.7808 | 37767.9375 | 39885.0774 | 42061.82 | 44299.8299 | 46600.8175 | 48966.5409 | 51398.8066 | 51261.3737 | 49889.5576 | 51911.7155 | 54037.1423 | 56258.1306 | 95398.9387 | 97993.7404 | 100682.4777 | 103463.5556 | 106336.1765
|  | Cash position (end of period) | HUF |  |  |  |  | 0 | 0 | -1.4552e-11 | 31540.3201 | 65246.3514 | 100955.1322 | 138723.0697 | 178608.1471 | 220669.9671 | 264969.797 | 311570.6145 | 360537.1554 | 411935.962 | 463197.3357 | 513086.8933 | 564998.6088 | 619035.7511 | 675293.8817 | 770692.8203 | 868686.5607 | 969369.0384 | 1072832.5939 | 1179168.7704
Retained Earnings
|  | Opening retained earnings | HUF |  |  |  |  | 0 | 0 | 0 | 0 | 13074.4564 | 31645.7349 | 55298.7234 | 83728.2262 | 116718.1938 | 154125.1667 | 195865.0962 | 241902.8694 | 292244.0009 | 346928.0627 | 403385.4107 | 460404.6342 | 521422.3892 | 586601.8528 | 656113.8212 | 740694.5951 | 827963.0034 | 917994.5099 | 1010866.6803
|  | Add: net income | HUF |  |  |  |  | 0 | 0 | 0 | 13074.4564 | 18571.2785 | 23652.9884 | 28429.5029 | 32989.9676 | 37406.9729 | 41739.9295 | 46037.7732 | 50341.1315 | 54684.0618 | 56457.348 | 57019.2235 | 61017.755 | 65179.4636 | 69511.9684 | 84580.7739 | 87268.4083 | 90031.5066 | 92872.1704 | 95792.5598
|  | Less: dividends | HUF |  |  |  |  | 0 | 0 | 0 | 0 | 0 | 0 | 0 | 0 | 0 | 0 | 0 | 0 | 0 | 0 | 0 | 0 | 0 | 0 | 0 | 0 | 0 | 0 | 0
|  | Closing retained earnings | HUF |  |  |  |  | 0 | 0 | 0 | 13074.4564 | 31645.7349 | 55298.7234 | 83728.2262 | 116718.1938 | 154125.1667 | 195865.0962 | 241902.8694 | 292244.0009 | 346928.0627 | 403385.4107 | 460404.6342 | 521422.3892 | 586601.8528 | 656113.8212 | 740694.5951 | 827963.0034 | 917994.5099 | 1010866.6803 | 1106659.2401
Balance Sheet |  |  |  |  | 0
|  | Assets | HUF
|  | Cash & equivalents | HUF |  |  |  |  | 0 | 0 | -1.4552e-11 | 31540.3201 | 65246.3514 | 100955.1322 | 138723.0697 | 178608.1471 | 220669.9671 | 264969.797 | 311570.6145 | 360537.1554 | 411935.962 | 463197.3357 | 513086.8933 | 564998.6088 | 619035.7511 | 675293.8817 | 770692.8203 | 868686.5607 | 969369.0384 | 1072832.5939 | 1179168.7704
|  | Net fixed assets (NBV) | HUF |  |  |  |  | 0 | 355932.7093 | 729608.9297 | 695301.8585 | 660994.7873 | 626687.7161 | 592380.645 | 558073.5738 | 523766.5026 | 489459.4314 | 455152.3602 | 420845.289 | 386538.2178 | 352231.1466 | 317924.0754 | 283617.0042 | 249309.933 | 215002.8618 | 198003.1506 | 181003.4394 | 164003.7282 | 147004.017 | 130004.3059
|  | Total assets | HUF |  |  |  |  | 0 | 355932.7093 | 729608.9297 | 727068.6573 | 726476.5389 | 727887.4562 | 731357.8244 | 736945.6351 | 744710.4993 | 754713.6929 | 767018.2025 | 781688.7728 | 798791.9555 | 815758.0613 | 831352.7169 | 848969.9061 | 868712.908 | 890677.2945 | 969090.2559 | 1050098.4369 | 1133795.7841 | 1220274.6495 | 1309626.5878
|  | Liabilities & Equity | HUF
|  | Debt balance | HUF |  |  |  |  | 0 | 177080.9499 | 357703.5188 | 342335.5869 | 326045.5792 | 308778.171 | 290474.7182 | 271073.0584 | 250507.2989 | 228707.5939 | 205599.9065 | 181105.758 | 155141.9605 | 127620.3351 | 98447.4123 | 67524.114 | 34745.4179 | 1.1642e-10 | 0 | 0 | 0 | 0 | 0
|  | Deferred grant income | HUF |  |  |  |  | 0 | 106248.5699 | 214622.1113 | 204329.9899 | 194037.8685 | 183745.7472 | 173453.6258 | 163161.5045 | 152869.3831 | 142577.2618 | 132285.1404 | 121993.019 | 111700.8977 | 101408.7763 | 91116.655 | 80824.5336 | 70532.4123 | 60240.2909 | 55140.3775 | 50040.4642 | 44940.5508 | 39840.6375 | 34740.7241
|  | Share capital (equity injected) | HUF |  |  |  |  | 0 | 72603.1895 | 157283.2997 | 157283.2997 | 157283.2997 | 157283.2997 | 157283.2997 | 157283.2997 | 157283.2997 | 157283.2997 | 157283.2997 | 157283.2997 | 157283.2997 | 157283.2997 | 157283.2997 | 157283.2997 | 157283.2997 | 157283.2997 | 157283.2997 | 157283.2997 | 157283.2997 | 157283.2997 | 157283.2997
|  | Retained earnings | HUF |  |  |  |  | 0 | 0 | 0 | 13074.4564 | 31645.7349 | 55298.7234 | 83728.2262 | 116718.1938 | 154125.1667 | 195865.0962 | 241902.8694 | 292244.0009 | 346928.0627 | 403385.4107 | 460404.6342 | 521422.3892 | 586601.8528 | 656113.8212 | 740694.5951 | 827963.0034 | 917994.5099 | 1010866.6803 | 1106659.2401
|  | Total liabilities & equity | HUF |  |  |  |  | 0 | 355932.7093 | 729608.9297 | 727068.6573 | 726476.5389 | 727887.4562 | 731357.8244 | 736945.6351 | 744710.4993 | 754713.6929 | 767018.2025 | 781688.7728 | 798791.9555 | 815758.0613 | 831352.7169 | 848969.9061 | 868712.908 | 890677.2945 | 969090.2559 | 1050098.4369 | 1133795.7841 | 1220274.6495 | 1309626.5878
|  | Balance sheet check (Assets - L&E) | HUF |  |  |  |  | 0 | 0 | 0 | 0 | 0 | 0 | 0 | 0 | 0 | 0 | 0 | 0 | 0 | 0 | 0 | 0 | 0 | 0 | 0 | 0 | 0 | 0 | 0
Project Returns and Metrics
|  | Cost of equity (CAPM) | % | 12.91%
|  | After-tax cost of debt | % | 4.55%
|  | WACC (discount rate) | % | 6.938%
|  | EBITDA | [5 empty] | 0 | 0 | 0 | 68596.9417 | 70545.0957 | 72548.1315 | 74607.5824 | 76725.0248 | 78902.0784 | 81140.4078 | 83441.7237 | 85807.7845 | 88240.3968 | 90741.4177 | 93312.7552 | 95956.3705 | 98674.2788 | 101468.5513 | 104341.3161 | 107294.7606 | 110331.1323 | 113452.7409 | 116661.96
|  | Less: cash tax (unlevered) | [5 empty] | 0 | 0 | 0 | -3086.0883 | -3261.4222 | -3441.6954 | -3627.046 | -3817.6158 | -4013.5506 | -4215.0003 | -4422.1187 | -4635.0642 | -4853.9993 | -5079.0912 | -5310.5116 | -5548.4369 | -5793.0487 | -6044.5332 | -7860.7444 | -8126.5544 | -8399.8279 | -8680.7727 | -8969.6024
|  | Less: CAPEX | [5 empty] | 0 | -354161.8998 | -361245.1378 | 0 | 0 | 0 | 0 | 0 | 0 | 0 | 0 | 0 | 0 | 0 | 0 | 0 | 0 | 0 | 0 | 0 | 0 | 0 | 0
|  | Project FCF (pre-grant) | [5 empty] | 0 | -354161.8998 | -361245.1378 | 65510.8534 | 67283.6735 | 69106.436 | 70980.5364 | 72907.409 | 74888.5277 | 76925.4075 | 79019.605 | 81172.7203 | 83386.3975 | 85662.3265 | 88002.2436 | 90407.9335 | 92881.2301 | 95424.018 | 96480.5717 | 99168.2062 | 101931.3044 | 104771.9682 | 107692.3576
|  | Grant received | [5 empty] | 0 | 106248.5699 | 108373.5413 | 0 | 0 | 0 | 0 | 0 | 0 | 0 | 0 | 0 | 0 | 0 | 0 | 0 | 0 | 0 | 0 | 0 | 0 | 0 | 0
|  | Project FCF (post-grant) | [5 empty] | 0 | -247913.3298 | -252871.5964 | 65510.8534 | 67283.6735 | 69106.436 | 70980.5364 | 72907.409 | 74888.5277 | 76925.4075 | 79019.605 | 81172.7203 | 83386.3975 | 85662.3265 | 88002.2436 | 90407.9335 | 92881.2301 | 95424.018 | 96480.5717 | 99168.2062 | 101931.3044 | 104771.9682 | 107692.3576
|  | Cumulative FCF (post-grant) | [5 empty] | 0 | -247913.3298 | -500784.9263 | -435274.0729 | -367990.3994 | -298883.9633 | -227903.4269 | -154996.0179 | -80107.4902 | -3182.0827 | 75837.5223 | 157010.2426 | 240396.6401 | 326058.9666 | 414061.2102 | 504469.1437 | 597350.3739 | 692774.3919 | 789254.9636 | 888423.1698 | 990354.4741 | 1095126.4424 | 1202818.8
|  | NPV (post-grant, at WACC) | HUF | 314796.076
|  | IRR (pre-grant) | % | 8.603%
|  | IRR (post-grant) | % | 13.22%
|  | Payback period (post-grant) | years | 9
|  | PV of costs (CAPEX + OPEX) | HUF | 1325143.4467
|  | PV of heat delivered (MWh) |  | 15067.3812
|  | Total costs (CAPEX+OPEX, for LCOH) | [5 empty] | 0 | 354161.8998 | 361245.1378 | 59604.4517 | 61170.8367 | 62779.1881 | 64430.6512 | 66126.4032 | 67867.6541 | 69655.6472 | 71491.6607 | 73377.0082 | 75313.0398 | 77301.1433 | 79342.745 | 81439.3111 | 83592.3486 | 85803.4064 | 88074.0766 | 90405.996 | 92800.8468 | 95260.3583 | 97786.3081
|  | Heat delivered (MWh, for LCOH) | [5 empty] | 0 | 0 | 0 | 1643.2979 | 1640.0113 | 1636.7312 | 1633.4578 | 1630.1909 | 1626.9305 | 1623.6766 | 1620.4293 | 1617.1884 | 1613.954 | 1610.7261 | 1607.5047 | 1604.2897 | 1601.0811 | 1597.8789 | 1594.6832 | 1591.4938 | 1588.3108 | 1585.1342 | 1581.9639
|  | LCOH (cost per MWh heat) | HUF | 87.9478
|  | Terminal value (residual asset value at horizon) | HUF |  |  |  |  | 0 | 0 | 0 | 0 | 0 | 0 | 0 | 0 | 0 | 0 | 0 | 0 | 0 | 0 | 0 | 0 | 0 | 0 | 0 | 0 | 0 | 0 | 84320.2579
Working Capital Schedule
|  | Receivables | HUF |  |  |  |  | 0 | 0 | 0 | 5125.4747 | 5263.1401 | 5404.541 | 5549.7797 | 5698.9611 | 5852.1929 | 6009.5862 | 6171.2547 | 6337.3154 | 6507.8885 | 6683.0977 | 6863.0697 | 7047.9351 | 7237.8279 | 7432.8857 | 7633.2502 | 7839.0665 | 8050.4843 | 8267.657 | 8490.7423
|  | Payables | HUF |  |  |  |  | 0 | 0 | 0 | 4898.996 | 5027.74 | 5159.9333 | 5295.67 | 5435.0468 | 5578.1633 | 5725.1217 | 5876.0269 | 6030.987 | 6190.1129 | 6353.5186 | 6521.3215 | 6693.642 | 6870.604 | 7052.3348 | 7238.9652 | 7430.6298 | 7627.4669 | 7829.6185 | 8037.2308
|  | Net working capital | HUF |  |  |  |  | 0 | 0 | 0 | 226.4787 | 235.4001 | 244.6078 | 254.1097 | 263.9142 | 274.0296 | 284.4645 | 295.2278 | 306.3284 | 317.7757 | 329.579 | 341.7482 | 354.2931 | 367.2239 | 380.551 | 394.285 | 408.4367 | 423.0175 | 438.0385 | 453.5115
|  | Change in working capital | HUF |  |  |  |  | 0 | 0 | 0 | 226.4787 | 8.9214 | 9.2077 | 9.502 | 9.8045 | 10.1154 | 10.4349 | 10.7633 | 11.1006 | 11.4473 | 11.8034 | 12.1692 | 12.5449 | 12.9308 | 13.3271 | 13.734 | 14.1518 | 14.5807 | 15.021 | 15.473
Deferred Tax Schedule
|  | Tax WDV opening | HUF |  |  |  |  | 0 | 0 | 355932.7093 | 729608.9297 | 583687.1438 | 466949.715 | 373559.772 | 298847.8176 | 239078.2541 | 191262.6033 | 153010.0826 | 122408.0661 | 97926.4529 | 78341.1623 | 62672.9298 | 50138.3439 | 40110.6751 | 32088.5401 | 25670.8321 | 20536.6657 | 16429.3325 | 13143.466 | 10514.7728
|  | Add: capex additions (tax) | HUF |  |  |  |  | 0 | 355932.7093 | 373676.2205 | 0 | 0 | 0 | 0 | 0 | 0 | 0 | 0 | 0 | 0 | 0 | 0 | 0 | 0 | 0 | 0 | 0 | 0 | 0 | 0
|  | Tax depreciation (declining balance) | HUF |  |  |  |  | 0 | 0 | 0 | -145921.7859 | -116737.4288 | -93389.943 | -74711.9544 | -59769.5635 | -47815.6508 | -38252.5207 | -30602.0165 | -24481.6132 | -19585.2906 | -15668.2325 | -12534.586 | -10027.6688 | -8022.135 | -6417.708 | -5134.1664 | -4107.3331 | -3285.8665 | -2628.6932 | -2102.9546
|  | Tax WDV closing | HUF |  |  |  |  | 0 | 355932.7093 | 729608.9297 | 583687.1438 | 466949.715 | 373559.772 | 298847.8176 | 239078.2541 | 191262.6033 | 153010.0826 | 122408.0661 | 97926.4529 | 78341.1623 | 62672.9298 | 50138.3439 | 40110.6751 | 32088.5401 | 25670.8321 | 20536.6657 | 16429.3325 | 13143.466 | 10514.7728 | 8411.8183
|  | Book NBV (from Depreciation) | HUF |  |  |  |  | 0 | 355932.7093 | 729608.9297 | 695301.8585 | 660994.7873 | 626687.7161 | 592380.645 | 558073.5738 | 523766.5026 | 489459.4314 | 455152.3602 | 420845.289 | 386538.2178 | 352231.1466 | 317924.0754 | 283617.0042 | 249309.933 | 215002.8618 | 198003.1506 | 181003.4394 | 164003.7282 | 147004.017 | 130004.3059
|  | Temporary difference (book - tax) | HUF |  |  |  |  | 0 | 0 | 0 | 111614.7148 | 194045.0723 | 253127.9441 | 293532.8273 | 318995.3197 | 332503.8993 | 336449.3488 | 332744.2941 | 322918.8361 | 308197.0555 | 289558.2168 | 267785.7315 | 243506.3291 | 217221.3929 | 189332.0298 | 177466.485 | 164574.1069 | 150860.2622 | 136489.2442 | 121592.4876
|  | Deferred tax liability | HUF |  |  |  |  | 0 | 0 | 0 | 10045.3243 | 17464.0565 | 22781.515 | 26417.9545 | 28709.5788 | 29925.3509 | 30280.4414 | 29946.9865 | 29062.6952 | 27737.735 | 26060.2395 | 24100.7158 | 21915.5696 | 19549.9254 | 17039.8827 | 15971.9836 | 14811.6696 | 13577.4236 | 12284.032 | 10943.3239
|  | Change in deferred tax | HUF |  |  |  |  | 0 | 0 | 0 | 10045.3243 | 7418.7322 | 5317.4585 | 3636.4395 | 2291.6243 | 1215.7722 | 355.0905 | -333.4549 | -884.2912 | -1324.9603 | -1677.4955 | -1959.5237 | -2185.1462 | -2365.6443 | -2510.0427 | -1067.899 | -1160.314 | -1234.246 | -1293.3916 | -1340.7081
Tax Reconciliation
|  | Statutory Tax Rate | % | 9%
|  | Lifetime pre-tax profit (cumulative EBT) | HUF |  |  | 1198318.5882
|  | Lifetime cash tax paid | HUF |  |  | 80716.0242
|  | Lifetime effective tax rate |  |  |  | 6.736%
Effective < statutory: tax deferred by accelerated tax depreciation; closing DTL carried as future liability.

## Dashboard
Selected case: | Cascade geothermal:Base
|  |  |  | Period beginning | 2027-01-01 | 2028-01-01 | 2029-01-01 | 2030-01-01 | 2031-01-01 | 2032-01-01 | 2033-01-01 | 2034-01-01 | 2035-01-01 | 2036-01-01 | 2037-01-01 | 2038-01-01 | 2039-01-01 | 2040-01-01 | 2041-01-01 | 2042-01-01 | 2043-01-01 | 2044-01-01 | 2045-01-01 | 2046-01-01 | 2047-01-01 | 2048-01-01 | 2049-01-01
|  |  |  | Period end | 2027-12-31 | 2028-12-31 | 2029-12-31 | 2030-12-31 | 2031-12-31 | 2032-12-31 | 2033-12-31 | 2034-12-31 | 2035-12-31 | 2036-12-31 | 2037-12-31 | 2038-12-31 | 2039-12-31 | 2040-12-31 | 2041-12-31 | 2042-12-31 | 2043-12-31 | 2044-12-31 | 2045-12-31 | 2046-12-31 | 2047-12-31 | 2048-12-31 | 2049-12-31
(Chart data below charts) |  |  |  | Year | 2027 | 2028 | 2029 | 2030 | 2031 | 2032 | 2033 | 2034 | 2035 | 2036 | 2037 | 2038 | 2039 | 2040 | 2041 | 2042 | 2043 | 2044 | 2045 | 2046 | 2047 | 2048 | 2049
|  |  |  | Period index | 0 | 1 | 2 | 3 | 4 | 5 | 6 | 7 | 8 | 9 | 10 | 11 | 12 | 13 | 14 | 15 | 16 | 17 | 18 | 19 | 20 | 21 | 22
Chart Data (all values reference source sheets)
|  | Year (x-axis) |  |  | 2027 | 2028 | 2029 | 2030 | 2031 | 2032 | 2033 | 2034 | 2035 | 2036 | 2037 | 2038 | 2039 | 2040 | 2041 | 2042 | 2043 | 2044 | 2045 | 2046 | 2047 | 2048 | 2049
1. CAPEX Breakdown
|  | Heat pump | 252000
|  | Source HX | 24004.32
|  | Building HX | 0
|  | Heat storage | 0
|  | Solar PV | 80000
|  | Adsorption chiller | 0
|  | Pipework & civils | 112500
|  | Electrical | 60000
|  | Soft costs | 105930.7776
2. OPEX Breakdown (year 1 operating)
|  | Heat pump electricity | 25508.5419
|  | Pumping electricity | 6367.248
|  | Cleaning & O&M | 18981.7526
|  | Compressor provision | 8746.9093
|  | Feedstock | 0
3. Energy Balance
|  | Heat delivered (system) |  |  | 0 | 0 | 0 | 1643.2979 | 1640.0113 | 1636.7312 | 1633.4578 | 1630.1909 | 1626.9305 | 1623.6766 | 1620.4293 | 1617.1884 | 1613.954 | 1610.7261 | 1607.5047 | 1604.2897 | 1601.0811 | 1597.8789 | 1594.6832 | 1591.4938 | 1588.3108 | 1585.1342 | 1581.9639
|  | Backup boiler |  |  | 0 | 0 | 0 | 256.7021 | 259.9887 | 263.2688 | 266.5422 | 269.8091 | 273.0695 | 276.3234 | 279.5707 | 282.8116 | 286.046 | 289.2739 | 292.4953 | 295.7103 | 298.9189 | 302.1211 | 305.3168 | 308.5062 | 311.6892 | 314.8658 | 318.0361
4. Avoided Cost & Revenue
|  | Avoided cost |  |  | 0 | 0 | 0 | 65841.4512 | 67681.0614 | 69572.0702 | 71515.9139 | 73514.0685 | 75568.0516 | 77679.4229 | 79849.786 | 82080.789 | 84374.1263 | 86731.5393 | 89154.8186 | 91645.8042 | 94206.388 | 96838.5144 | 99544.1825 | 102325.447 | 105184.42 | 108123.2727 | 111144.2369
|  | Revenue (sales) |  |  | 0 | 0 | 0 | 62359.9423 | 64034.8711 | 65755.2493 | 67522.3198 | 69337.3596 | 71201.6809 | 73116.632 | 75083.5984 | 77104.0037 | 79179.3104 | 81311.0216 | 83500.6817 | 85749.8774 | 88060.2394 | 90433.4432 | 92871.2102 | 95375.3096 | 97947.5592 | 100589.8266 | 103304.0312
5. EBITDA vs Net Income
|  | EBITDA |  |  | 0 | 0 | 0 | 68596.9417 | 70545.0957 | 72548.1315 | 74607.5824 | 76725.0248 | 78902.0784 | 81140.4078 | 83441.7237 | 85807.7845 | 88240.3968 | 90741.4177 | 93312.7552 | 95956.3705 | 98674.2788 | 101468.5513 | 104341.3161 | 107294.7606 | 110331.1323 | 113452.7409 | 116661.96
|  | Net income |  |  | 0 | 0 | 0 | 13074.4564 | 18571.2785 | 23652.9884 | 28429.5029 | 32989.9676 | 37406.9729 | 41739.9295 | 46037.7732 | 50341.1315 | 54684.0618 | 56457.348 | 57019.2235 | 61017.755 | 65179.4636 | 69511.9684 | 84580.7739 | 87268.4083 | 90031.5066 | 92872.1704 | 95792.5598
6. Cash Position
|  | Cash position |  |  | 0 | 0 | -1.4552e-11 | 31540.3201 | 65246.3514 | 100955.1322 | 138723.0697 | 178608.1471 | 220669.9671 | 264969.797 | 311570.6145 | 360537.1554 | 411935.962 | 463197.3357 | 513086.8933 | 564998.6088 | 619035.7511 | 675293.8817 | 770692.8203 | 868686.5607 | 969369.0384 | 1072832.5939 | 1179168.7704
7. Cumulative Free Cash Flow
|  | Cumulative FCF |  |  | 0 | -247913.3298 | -500784.9263 | -435274.0729 | -367990.3994 | -298883.9633 | -227903.4269 | -154996.0179 | -80107.4902 | -3182.0827 | 75837.5223 | 157010.2426 | 240396.6401 | 326058.9666 | 414061.2102 | 504469.1437 | 597350.3739 | 692774.3919 | 789254.9636 | 888423.1698 | 990354.4741 | 1095126.4424 | 1202818.8
8. DSCR Profile
|  | DSCR |  |  | 0 | 0 | 0 | 1.8625 | 1.9154 | 1.9698 | 2.0257 | 2.0832 | 2.1423 | 2.2031 | 2.2656 | 2.3298 | 2.3959 | 2.3922 | 2.3549 | 2.4098 | 2.4675 | 2.5279 | 0 | 0 | 0 | 0 | 0
|  | Covenant (min) |  |  | 1.3 | 1.3 | 1.3 | 1.3 | 1.3 | 1.3 | 1.3 | 1.3 | 1.3 | 1.3 | 1.3 | 1.3 | 1.3 | 1.3 | 1.3 | 1.3 | 1.3 | 1.3 | 1.3 | 1.3 | 1.3 | 1.3 | 1.3